## Cover (hidden)
TRANSNET PIPELINES
Inland Network Automation Project |  | Document Number |  |  |  | Rev | Page
Appendix F MAC Activity Schedule |  | PRJ: | H373204-0000-300-076-0001 |  |  | 0 | i
|  | TPL: | TPL-XXXX-X-X-XXXX-XXXX |  |  | XX
Appendix F MAC Activity Schedule
DOCUMENT APPROVAL PROCESS
NAME |  | POSITION/MEETING No. |  | SIGNATURE |  | DATE
Originator: | Fanie Scholtz | Hatch Project Manager |  |  |  | 2024-05-06
Approver: | Neresh Thoolsiram | TPL Project Manager
Original date: | 2024-05-06
Effective date: | -
Page i |  | Originator: HATCH |  |  | Original date: | 2024-05-06
Copyright © Transnet Pipelines. All rights reserved, including rights to amendments.

## Revision History (hidden)
TRANSNET PIPELINES
Inland Network Automation Project |  |  |  | Document Number |  |  | Rev | Page
Appendix F MAC Activity Schedule |  |  |  | PRJ: | H373204-0000-300-076-0001 |  | 0 | iii
|  |  |  | TPL: | TPL-XXXX-X-X-XXXX-XXXX |  | XX
1 Document Lifecycle Management
1.1 Revision History
Date | Prev Rev No. |  | New Rev No. | Details of Revision
2024-03-04 | - |  | A | Hatch Internal Review
2024-03-08 | A |  | B | Client Review
2024-05-03 | B |  | 0 | MBV Block valves removed from scope
1.2 Comments Resolution
Date | Section | Comment |  |  | Resolution
Page iii |  |  |  | Originator: HATCH |  | Original date: | 2024-05-06
Copyright © Transnet Pipelines. All rights reserved, including rights to amendments.

## Summary
INLAND NETWORK UPGRADE PROJECT | Total Cost ZAR | Comments
PRICING SCHEDULE SUMMARY
Total | 0
Phase 1: DEVELOPMENT | 0 |  | TRUE
Prj Mgt, Quality, Safety | 0 |  | TRUE
Project Setup | 0 |  | TRUE
Engineering & Software Development | 0 |  | TRUE
Phase 2: MULTI-STATION EXECUTION | 0 |  | TRUE
Phase 2: MCC, SCC, HMI | 0 |  | TRUE
Prj Mgt, Quality, Safety | 0 |  | TRUE
PCS/CMS System Engineering | 0 |  | TRUE
Multi-Station Execution | 0 |  | TRUE
Equipment, Hardware and Software Licensing | 0 |  | TRUE
Project Closeout | 0
Phase 2A: APT, MTN, ALR-AV | 0 |  | TRUE
Prj Mgt, Quality, Safety | 0 |  | TRUE
Engineering | 0 |  | TRUE
Execution | 0 |  | TRUE
Supply | 0 |  | TRUE
Project Closeout | 0
Phase 2B: RTR, LLA, TLR, ALR-MP | 0 |  | TRUE
Prj Mgt, Quality, Safety | 0 |  | TRUE
Engineering | 0 |  | TRUE
Execution | 0 |  | TRUE
Supply | 0 |  | TRUE
Project Closeout | 0
Phase 2C: WIR, WAO, KDL, SEC | 0 |  | TRUE
Prj Mgt, Quality, Safety | 0 |  | TRUE
Engineering | 0 |  | TRUE
Execution | 0 |  | TRUE
Supply | 0 |  | TRUE
Project Closeout | 0
Phase 2D: SBG, KRP | 0 |  | TRUE
Prj Mgt, Quality, Safety | 0 |  | TRUE
Engineering | 0 |  | TRUE
Execution | 0 |  | TRUE
Supply | 0 |  | TRUE
Project Closeout | 0
Phase 2E: TLR IRP | 0 |  | TRUE
Prj Mgt, Quality, Safety | 0 |  | TRUE
Engineering | 0 |  | TRUE
Execution | 0 |  | TRUE
Supply | 0 |  | TRUE
Project Closeout | 0
Phase 2: PLMS EXECUTION | 0 |  | TRUE
Phase 2A: PLMS | 0 |  | TRUE
Prj Mgt, Quality, Safety | 0 |  | TRUE
PLMS Software Development | 0 |  | TRUE
Installation, Commissioning and Tuning | 0 |  | TRUE
Handover | 0 |  | TRUE
Phase 2B: PLMS | 0 |  | TRUE
Prj Mgt, Quality, Safety | 0 |  | TRUE
PLMS Software Development | 0 |  | TRUE
Installation, Commissioning and Tuning | 0 |  | TRUE
Handover | 0 |  | TRUE
Phase 2C: PLMS | 0 |  | TRUE
Prj Mgt, Quality, Safety | 0 |  | TRUE
PLMS Software Development | 0 |  | TRUE
Installation, Commissioning and Tuning | 0 |  | TRUE
Handover | 0 |  | TRUE
Phase 2D: PLMS | 0 |  | TRUE
Prj Mgt, Quality, Safety | 0 |  | TRUE
PLMS Software Development | 0 |  | TRUE
Installation, Commissioning and Tuning | 0 |  | TRUE
Handover | 0
PC Sum Items: For Employer's Allocation | 70000000
E&I Installation Subcontracts | 50000000
System Spares | 20000000

## Ph1 Activity Schedule
App C1 Reference | DEVELOPMENT PHASE 1 | Total Cost ZAR | Portion of Cost ZAR | Portion of Cost USD | Works Information Reference | Comments
NEC3 ECC Option A: Priced Contract with activity schedule
| Phase 1: Total | 0 | 0 | 0
| Phase 1: Project, Quality and Safety Management Total | 0 | 0 | 0
| Phase 1: Project Setup Total | 0 | 0 | 0
| Phase 1: Engineering & Software Development Total | 0 | 0 | 0
| Project, Quality and Safety Management | 0 | 0 | 0
1.01 | Project, Quality and Safety Management | 0 | 0 | 0 | Section 4.1.3.1
| Monthly Programme (Schedule) Update |  |  |  |  | Payment to be equally apportioned across the full duration of the Phase.
| Monthly Cost Report |  |  |  |  | Payment to be equally apportioned across the full duration of the Phase.
| Monthly Cashflow Forecast |  |  |  |  | Payment to be equally apportioned across the full duration of the Phase.
| Monthly Project Risk Register Update |  |  |  |  | Payment to be equally apportioned across the full duration of the Phase.
| Monthly Document Register Update |  |  |  |  | Payment to be equally apportioned across the full duration of the Phase.
| Monthly Progress Report |  |  |  |  | Payment to be equally apportioned across the full duration of the Phase.
| Monthly Quality Management Report |  |  |  |  | Payment to be equally apportioned across the full duration of the Phase.
| Monthly Progress of QCP's |  |  |  |  | Payment to be equally apportioned across the full duration of the Phase.
| Monthly Quality Management Report |  |  |  |  | Payment to be equally apportioned across the full duration of the Phase.
| Project Setup | 0 | 0 | 0
1.02 | Project Setup | 0 | 0 | 0 | Section 4.1.3.2
Kick-off Workshop
Site familiarisation visits
Setup Cost Management System
Setup Document Management System
Project Execution Plan and Supporting Procedures
Baseline Schedule and basis of Schedule (Programme)
Project Safety Management Plan
Project Safety File
Project Quality Management Plan
Software Lifecycle Plan (SLCP)
Software Configuration Management Plan (SCMP)
Project Risk Register (Baseline)
Prepare Development Phase QCP's
Prepare Execution Phase QCP's
1.03 | PCS/CMS/PLMS Development Staging System | 0 | 0 | 0 | Section 4.1.3.3
| Establishes Staging System for development, testing and configuration of the Station/NOC PCS/CMS/LDS Software |  |  |  |  | Details in Supply BOQ
Staging System Detail Design Specification
| Engineering & Software Development | 0 | 0 | 0
1.04 | PCS/CMS Global System Design | 0 | 0 | 0 | Section 4.1.3.4
| Station SCADA Architectures (14x) |  |  |  |  | There are 13 sites, but ALR will have two separate control systems, installations, commissioning and handovers (14x systems + MCC + SCC)
| Station PLC Architectures (14x) |  |  |  |  | There are 13 sites, but ALR will have two separate control systems, installations, commissioning and handovers (14x systems + MCC + SCC)
SCC SCADA Architecture
NOC SCADA Architecture
HMI Trainer SCADA Architecture
OASyS Documentation as per Table 1-2 (updates)
AES Documentation as per Table 1-2, using OASyS Documents as a basis (new)
Gap Analysis Report for TPL Control Module Library
Deployment Strategy (OASyS 2018)
Deployment Strategy (HMI Trainer)
ISA 62443\Cyber Security Plan\Specification
ISA 62443\Cyber Security High Level Risk Assessment
ISA 62443\Cyber Security Vulnerability Risk Assessment
ISA 62443\Cyber Security Cyber Risk Assessment
ISA 62443\Cyber Security Zoned Architecture
ISA 62443\Cyber Security Compliance Assessment Report
API1164 Rev3\Security Compliance Assessment Report
1.05 | PCS/CMS Global Software Development - Control Modules | 0 | 0 | 0 | Section 4.1.3.5
OASyS 2018 Control Module Software Library Code (SCADA, PLC)
AES202x Control Module Software Library Code (SCADA, PLC)
AES Control Module Specification
1.06 | PCS/CMS Global Software Development - Tank Gauging | 0 | 0 | 0 | Section 4.1.3.5.3
Tank Gauging and Tank State Source Code and Binaries
AES Integrated HMI Style Guide
AES SCADA System FDS
AES Metering FDS
AES PCS Report Plan
AES Control Module Specification
Tank Gauging System ICD
1.07 | PCS/CMS Global Software Development - Host and Custody Metering | 0 | 0 | 0 | Section 4.1.3.5.4
Host Metering Source Code and Binaries
Custody Metering Source Code and Binaries
AES Integrated HMI Style Guide
AES Metering FDS
AES Metering – SAP ICD
AES PCS Report Plan
AES Control Module Specification
AES S600+ ICD (update)
1.08 | PCS/CMS Global Software Testing | 0 | 0 | 0 | Section 4.1.3.6
Control Module Software Test Plans
Control Module Library SCADA and PLC Software Testing
AES Control Module Thin slice Records
Control Module Software iFAT Records
Control Module Software cFAT Records
Tank Gauging Software Test Plans
Tank Gauging SCADA and PLC Software Testing
Tank Gauging Thin slice Records
Tank Gauging Software iFAT Records
Tank Gauging Software cFAT Records
Host Metering SCADA and PLC Software Testing
Host Metering Software Test Plans
Host Metering Thin slice Records
Host Metering Software iFAT Records
Host Metering Software cFAT Records
1.09 | PLMS Global System Design | 0 | 0 | 0 | Section 4.1.3.7
| Inland Network Simplified Process Flow Diagrams (14x) |  |  |  |  | There are 13 sites, but ALR will have two separate control systems, installations, commissioning and handovers (14x systems + MCC + SCC)
OASyS Leak Detection FDS (Update)
AES PLMS FDS
OASyS\AES Atmos ICD
PCS7 ICD
PLMS Deployment Plan
1.10 | Field E&I Installation Works for all Inland Stations/NOC/SCC | 0 | 0 | 0 | Section 4.1.3.8
E&I Installation Site Assessments (17x)
E&I Installation Scope of Work (17x)
E&I Installation RFP
E&I Installation Tender Adjudication
1.11 | Procurement - Long Lead Items | 0 | 0 | 0 | Section 4.1.3.9
Materials Management Schedule
Procurement Tracking Register
| Emerson S600+ Flow Computers |  |  |  |  | Costs allocated to Phase 2 activity schedule
| PLC Hardware |  |  |  |  | Costs allocated to Phase 2 activity schedule
| System hardware, software and licenses |  |  |  |  | Costs allocated to Phase 2 activity schedule
1.12 | Employer’s Design Review | 0 | 0 | 0 | Section 4.1.4
System Compliance Matrix

## Ph2 Activity Schedule
EXECUTION PHASE 2: MULTI-STATION |  | Totals |  |  | Phase 2 |  |  | Phase 2A |  |  | Phase 2B |  |  |  | Phase 2C |  |  |  | Phase 2D |  | Phase 2E | Works Information | Comments | Check
|  | Total Cost ZAR | Portion of Cost ZAR | Portion of Cost USD | MCC ZAR | SCC ZAR | HMI Trainer ZAR | Airport ZAR | Meyerton ZAR | Alrode Avtur ZAR | Rustenburg ZAR | Langlaagte ZAR | Tarlton ZAR | Alrode Multi-Product ZAR | Witbank ZAR | Waltloo ZAR | Kendal ZAR | Secunda ZAR | Sasolburg ZAR | Klerksdorp ZAR | TLR IRP ZAR
NEC3 ECC Option A: Priced Contract with activity schedule
App C2 Reference | Phase 2: Total | 0 | 0 | 0 | 0 | 0 | 0 | 0 | 0 | 0 | 0 | 0 | 0 | 0 | 0 | 0 | 0 | 0 | 0 | 0 | 0 |  |  | TRUE
| Phase 2: Project, Quality and Safety Management | 0 | 0 | 0 | 0 | 0 | 0 | 0 | 0 | 0 | 0 | 0 | 0 | 0 | 0 | 0 | 0 | 0 | 0 | 0 | 0
| Phase 2: PCS/CMS System Engineering | 0 |  |  | 0 | 0 | 0 | 0 | 0 | 0 | 0 | 0 | 0 | 0 | 0 | 0 | 0 | 0 | 0 | 0 | 0
| Phase 2: Multi-Station Execution | 0 |  |  | 0 | 0 | 0 | 0 | 0 | 0 | 0 | 0 | 0 | 0 | 0 | 0 | 0 | 0 | 0 | 0 | 0
| Phase 2: Equipment, Hardware and Software Licensing | 0 |  |  | 0 | 0 | 0 | 0 | 0 | 0 | 0 | 0 | 0 | 0 | 0 | 0 | 0 | 0 | 0 | 0 | 0
| Phase 2: Project Closeout | 0 |  |  | 0 | 0 | 0 | 0 | 0 | 0 | 0 | 0 | 0 | 0 | 0 | 0 | 0 | 0 | 0 | 0 | 0
| Project, Quality and Safety Management | 0 | 0 | 0 | 0 | 0 | 0 | 0 | 0 | 0 | 0 | 0 | 0 | 0 | 0 | 0 | 0 | 0 | 0 | 0 | 0 |  |  | TRUE
2.01 | Project, Quality and Safety Management | 0 | 0 | 0 | 0 | 0 | 0 | 0 | 0 | 0 | 0 | 0 | 0 | 0 | 0 | 0 | 0 | 0 | 0 | 0 | 0 | Section 4.2.3.1 |  | TRUE
| Monthly Programme (Schedule) Update | 0 | [20 empty] | Payment to be equally apportioned across the full duration of the Phase.
| Monthly Cost Report | 0 | [20 empty] | Payment to be equally apportioned across the full duration of the Phase.
| Monthly Cashflow Forecast | 0 | [20 empty] | Payment to be equally apportioned across the full duration of the Phase.
| Monthly Project Risk Register Update | 0 | [20 empty] | Payment to be equally apportioned across the full duration of the Phase.
| Monthly Progress Report | 0 | [20 empty] | Payment to be equally apportioned across the full duration of the Phase.
| Site Safety Files | 0
| Procurement Tracking Register (Update) | 0 | [20 empty] | Payment to be equally apportioned across the full duration of the Phase.
| Materials Management Register (Update) | 0 | [20 empty] | Payment to be equally apportioned across the full duration of the Phase.
| Monthly Progress of QCP's | 0 | [20 empty] | Payment to be equally apportioned across the full duration of the Phase.
| Monthly Quality Management Report | 0 | [20 empty] | Payment to be equally apportioned across the full duration of the Phase.
| Monthly Document and Drawing Register Update | 0 | [20 empty] | Payment to be equally apportioned across the full duration of the Phase.
| Management and supervision of E&I Installation Works | 0 | [20 empty] | Payment to be equally apportioned across the full duration of the E&I Installation Works.
| Management and supervision of E&I Installation Works | 0
| Preparation and approval of Site Safety Files | 0
| PCS/CMS System Engineering | 0 | 0 | 0 | 0 | 0 | 0 | 0 | 0 | 0 | 0 | 0 | 0 | 0 | 0 | 0 | 0 | 0 | 0 | 0 | 0 |  |  | TRUE
2.02 | PCS/CMS System Engineering (Inland Stations) | 0 | 0 | 0 | 0 | 0 | 0 | 0 | 0 | 0 | 0 | 0 | 0 | 0 | 0 | 0 | 0 | 0 | 0 | 0 | 0 | Section 4.2.3.2 |  | TRUE
| SCADA Architecture Designs (14x) | 0 | [20 empty] | There are 13 sites, but ALR will have two separate control systems, installations, commissioning and handovers (14x systems + MCC + SCC)
| PLC Architecture Designs (14x) | 0 | [20 empty] | There are 13 sites, but ALR will have two separate control systems, installations, commissioning and handovers (14x systems + MCC + SCC)
| Network Topology Designs (14x) | 0 | [20 empty] | There are 13 sites, but ALR will have two separate control systems, installations, commissioning and handovers (14x systems + MCC + SCC)
| PCS BOQs (14x) | 0 | [20 empty] | There are 13 sites, but ALR will have two separate control systems, installations, commissioning and handovers (14x systems + MCC + SCC)
| Field Equipment BOQs (14x) | 0 | [20 empty] | There are 13 sites, but ALR will have two separate control systems, installations, commissioning and handovers (14x systems + MCC + SCC)
| Station PLC FDS (14x) | 0 | [20 empty] | There are 13 sites, but ALR will have two separate control systems, installations, commissioning and handovers (14x systems + MCC + SCC)
| OASyS 2018 SCADA FDS | 0
| AES202x SCADA FDS | 0
| Station Software License Register (14x) | 0 | [20 empty] | There are 13 sites, but ALR will have two separate control systems, installations, commissioning and handovers (14x systems + MCC + SCC)
| Station Configuration Sheets (14 sets) | 0 | [20 empty] | There are 13 sites, but ALR will have two separate control systems, installations, commissioning and handovers (14x systems + MCC + SCC)
| Commissioning and Maintenance Spares Lists | 0
| Station PCS/CMS EDS (13x) (Redline) | 0
| Range, Alarm and Trip Schedules (14x) (Redline) | 0 | [20 empty] | There are 13 sites, but ALR will have two separate control systems, installations, commissioning and handovers (14x systems + MCC + SCC)
| IO Lists (14x) (Redline) | 0 | [20 empty] | There are 13 sites, but ALR will have two separate control systems, installations, commissioning and handovers (14x systems + MCC + SCC)
2.03 | PCS/CMS System Engineering (MCC) | 0 | 0 | 0 | 0 | 0 | 0 | 0 | 0 | 0 | 0 | 0 | 0 | 0 | 0 | 0 | 0 | 0 | 0 | 0 | 0 | Section 4.2.3.3 |  | TRUE
| SCADA Architecture Designs (1 set) | 0
| Network Topology Designs (1 set) | 0
| PCS BOQs (1x) | 0
| OASyS 2018 SCADA FDS | 0
| AES202x SCADA FDS | 0
| MCC Software License Register (1 set) | 0
| MCC Configuration Sheets (1 sets) | 0
| Videowall Patching and Topology (1x) (update) | 0
| Firewall Configuration and specification (update) | 0
| Commissioning and Maintenance Spares Lists (1x) | 0
| Diagnostics Systems FDS | 0
2.04 | PCS/CMS System Engineering (SCC) | 0 | 0 | 0 | 0 | 0 | 0 | 0 | 0 | 0 | 0 | 0 | 0 | 0 | 0 | 0 | 0 | 0 | 0 | 0 | 0 | Section 4.2.3.4 |  | TRUE
| SCADA Architecture Designs (1 set) | 0
| Network Topology Designs (1 set) | 0
| PCS BOQs (1x) | 0
| Desk Patching Topology | 0
| SCC Software License Register(1 set) | 0
| SCC Configuration Sheets (1 set) | 0
2.05 | PCS/CMS System Engineering (HMI Trainer) | 0 | 0 | 0 | 0 | 0 | 0 | 0 | 0 | 0 | 0 | 0 | 0 | 0 | 0 | 0 | 0 | 0 | 0 | 0 | 0 | Section 4.2.3.5 |  | TRUE
| SCADA\PLC (soft) Architecture Designs | 0
| Network Topology Designs | 0
| PCS BOQs (1x) | 0
| AES HMI Trainer FDS | 0
| HMI Trainer Configuration Sheets | 0
| HMI Trainer OASyS\AES2x Changeover Procedure | 0
2.06 | Procurement – General (Inland Stations/ MCC/ SCC/ Transnet Academy) | 0 | 0 | 0 | 0 | 0 | 0 | 0 | 0 | 0 | 0 | 0 | 0 | 0 | 0 | 0 | 0 | 0 | 0 | 0 | 0 | Section 4.2.3.6 |  | TRUE
| Material Management Schedule | 0
| Procurement Tracking Register | 0
| DDS updates (with Vendor data) | 0
2.07 | Procurement, Fabrication, Testing, Delivery of Panels (Inland Stations/ MCC/SCC) | 0 | 0 | 0 | 0 | 0 | 0 | 0 | 0 | 0 | 0 | 0 | 0 | 0 | 0 | 0 | 0 | 0 | 0 | 0 | 0 | Section 4.2.3.7 |  | TRUE
| Design Documentation (update/redline) | 0
| Hardware Panel FAT Procedure | 0
| Hardware and Panel iFATs Record | 0
| Hardware and Panel cFATs Record | 0
| Anomaly Lists and Correction Records | 0
2.08 | Avtur/MCC PCS/CMS Software Design, Development, Testing, and Integration Testing | 0 | 0 | 0 | 0 | 0 | 0 | 0 | 0 | 0 | 0 | 0 | 0 | 0 | 0 | 0 | 0 | 0 | 0 | 0 | 0 | Section 4.2.3.8 |  | TRUE
| OASyS PLC FDS (3x) | 0
| OASyS SCADA FDS (1x) (update) | 0
| All affected PCS system documentation (1 set) | 0
| Station Masterfile | 0
| Flow Computer Configuration Records | 0
| Equipment Check sheets | 0
| Station MODBUS Map (3x) | 0
| Staged OASyS 2018 System | 0
| Avtur Station software Backups | 0
| Station IO List (redline) | 0
| Station EDS (redline) | 0
| Station RAT (redline) | 0
| Alarm Database (redline) | 0
| Station PLC Code Review Report (3x) | 0
| Station SCADA Code Review Report (3x) | 0
| SCADA HMI Graphics Report incl. Line wide graphics (3x) | 0
| FAT Procedure (3x) | 0
| Thin slice Records | 0
| iFAT Records (3x) | 0
| cFAT Records (3x) | 0
| Anomaly Lists and Correction Records | 0
2.09 | Inland Station/MCC PCS/CMS Software Design, Development, Testing, and Integration Testing | 0 | 0 | 0 | 0 | 0 | 0 | 0 | 0 | 0 | 0 | 0 | 0 | 0 | 0 | 0 | 0 | 0 | 0 | 0 | 0 | Section 4.2.3.8 |  | TRUE
| AES202x PLC FDS (11x) | 0
| AES202x SCADA FDS (1x) | 0
| All affected PCS system documentation (1 set) | 0
| Station Masterfile | 0
| Flow Computer Configuration Records | 0
| Equipment Check sheets | 0
| Station MODBUS Map (11x) | 0
| Staged AES202x System | 0
| Station software Backups | 0
| Station IO List (redline) | 0
| Station EDS (redline) | 0
| Station RAT (redline) | 0
| Alarm Database (redline) | 0
| Station PLC Code Review Report (11x) | 0
| Station SCADA Code Review Report (11x) | 0
| SCADA HMI Graphics Report incl. Line wide graphics (11x) | 0 | [20 empty] | No Lineside graphic for Tarlton Refractionator
| FAT Procedure (11x) | 0
| Thin slice Records | 0
| iFAT Records (11x) | 0
| cFAT Records (11x) | 0
| Anomaly Lists and Correction Records | 0
| Multi-Station Execution | 0 | 0 | 0 | 0 | 0 | 0 | 0 | 0 | 0 | 0 | 0 | 0 | 0 | 0 | 0 | 0 | 0 | 0 | 0 | 0 |  |  | TRUE
2.10 | Inland Station Installation, Changeover and Commissioning | 0 | 0 | 0 | 0 | 0 | 0 | 0 | 0 | 0 | 0 | 0 | 0 | 0 | 0 | 0 | 0 | 0 | 0 | 0 | 0 | Section 4.2.3.9 |  | TRUE
| Station Masterfile | 0
| Station Integration Procedure (14x) | 0 | [20 empty] | There are 13 sites, but ALR will have two separate control systems, installations, commissioning and handovers (14x systems + MCC + SCC)
| Station System Change-over plan (1x) | 0 | [20 empty] | There are 13 sites, but ALR will have two separate control systems, installations, commissioning and handovers (14x systems + MCC + SCC)
| Station Commissioning Plan (14x) | 0 | [20 empty] | There are 13 sites, but ALR will have two separate control systems, installations, commissioning and handovers (14x systems + MCC + SCC)
| Shutdown Readiness SOP (14x) | 0 | [20 empty] | There are 13 sites, but ALR will have two separate control systems, installations, commissioning and handovers (14x systems + MCC + SCC)
| Commissioned System | 0
| Station software Backups | 0
| E&I Installation Works (14x) | 0 | [20 empty] | E&I Installation works to be priced after contract award.
| Electrical CoCs (14x) | 0 | [20 empty] | E&I Installation works to be priced after contract award.
| Station IO List (redline) | 0
| Station EDS (redline) | 0
| Station RAT (redline) | 0
| Alarm Database (redline) | 0
| Station SAT Procedure (14x) | 0 | [20 empty] | There are 13 sites, but ALR will have two separate control systems, installations, commissioning and handovers (14x systems + MCC + SCC)
| SAT Records (14x) | 0 | [20 empty] | There are 13 sites, but ALR will have two separate control systems, installations, commissioning and handovers (14x systems + MCC + SCC)
| Anomaly Lists and Correction Records | 0
| PCS/CMS System Performance SAT Records (14x) | 0 | [20 empty] | There are 13 sites, but ALR will have two separate control systems, installations, commissioning and handovers (14x systems + MCC + SCC)
2.11 | MCC, SCC Installation, Changeover and Commissioning | 0 | 0 | 0 | 0 | 0 | 0 | 0 | 0 | 0 | 0 | 0 | 0 | 0 | 0 | 0 | 0 | 0 | 0 | 0 | 0 | Section 4.2.3.9 |  | TRUE
| Station Masterfile | 0
| MCC Integration Procedure (1x) | 0
| MCC System Changeover Plan (1x) | 0
| Commissioned System | 0
| PLMS System | 0 | [20 empty] | Cost allocated in PLMS Activity Schedule
| MCC software Backups | 0
| Diagnostic Tool (Acronis, MS Audit, Version Tool) Configuration | 0
| E&I Installation Works (2x) | 0 | [20 empty] | E&I Installation works to be priced after contract award.
| Electrical CoCs (2x) | 0 | [20 empty] | E&I Installation works to be priced after contract award.
| MCC, SCC SAT Procedure (1x) | 0
| SAT Records (1x) | 0
| PLMS SAT Procedure (1x) (per segment) | 0 | [20 empty] | Cost allocated in PLMS Activity Schedule
| PLMS SAT Records (1x) (per segment) | 0 | [20 empty] | Cost allocated in PLMS Activity Schedule
| Anomaly Lists and Correction Records | 0
| PCS/CMS System Performance SAT Records (1x) | 0
2.12 | Inland Station/MCC/SCC Handover | 0 | 0 | 0 | 0 | 0 | 0 | 0 | 0 | 0 | 0 | 0 | 0 | 0 | 0 | 0 | 0 | 0 | 0 | 0 | 0 | Section 4.2.3.10 |  | TRUE
| System Data Pack (14x + 2x) | 0 | [20 empty] | There are 13 sites, but ALR will have two separate control systems, installations, commissioning and handovers (14x systems + MCC + SCC)
2.13 | Operational Readiness: Operations Training | 0 | 0 | 0 | 0 | 0 | 0 | 0 | 0 | 0 | 0 | 0 | 0 | 0 | 0 | 0 | 0 | 0 | 0 | 0 | 0 | Section 4.6.1 |  | TRUE
| Operating and Maintenance Manuals (3 sets) | 0
| Equipment Manuals (3 sets) | 0
| Operations Train-the Trainer Training Course Material (2 sets) | 0
| Update of TPL existing system specific procedures and/or work instructions | 0
| Operations manuals for each system | 0
| Operations train-the-trainer training course presentation media. | 0
| Provision of 1x Trainer Course on PCS/CMS/PLMS: 2 persons, 3 days. | 0
| Provision of PLMS Training Course for 3 x Senior Coordinating Officers: 1 day each. | 0
2.14 | Operational Readiness: Technical Training | 0 | 0 | 0 | 0 | 0 | 0 | 0 | 0 | 0 | 0 | 0 | 0 | 0 | 0 | 0 | 0 | 0 | 0 | 0 | 0 | Section 4.6.2 |  | TRUE
| Technical and Maintenance Manuals (3 set) | 0
| Equipment Manuals (3 set) | 0
| AVEVA Enterprise SCADA Intermediate Course Workshop | 0
| AVEVA Enterprise SCADA Advanced Course Workshop | 0
| Schneider EcoStruxure Control Expert Programming course (10 people) | 0
| PCS Project-tailored technical training courses | 0
2.15 | Maintenance and Support | 0 | 0 | 0 | 0 | 0 | 0 | 0 | 0 | 0 | 0 | 0 | 0 | 0 | 0 | 0 | 0 | 0 | 0 | 0 | 0 | Section 4.6.3 |  | TRUE
| Maintenance & Support Agreement (SLA) | 0
2.16 | HMI Training System - Staging and Development | 0 | 0 | 0 | 0 | 0 | 0 | 0 | 0 | 0 | 0 | 0 | 0 | 0 | 0 | 0 | 0 | 0 | 0 | 0 | 0 | Section 4.2.3.11 |  | TRUE
| AES202x HMI Trainer FDS (1x) | 0
| Station Masterfile | 0
| Equipment Check sheets | 0
| Staged\Upgraded AES202x System | 0
| Station software Backups | 0
| HMI Trainer SCADA Code Review Report (1x) | 0
| FAT Procedure (1x) | 0
| Thin slice Records | 0
| iFAT Records (1x) | 0
| cFAT Records (1x) | 0
| Anomaly Lists and Correction Records | 0
2.17 | HMI Training System -System Installation and Commissioning | 0 | 0 | 0 | 0 | 0 | 0 | 0 | 0 | 0 | 0 | 0 | 0 | 0 | 0 | 0 | 0 | 0 | 0 | 0 | 0 | Section 4.2.3.11 |  | TRUE
| Station Masterfile | 0
| Station Integration Procedure (1x) | 0
| Commissioned System | 0
| Station software Backups | 0
| E&I Installation Works (1x) | 0 | [20 empty] | E&I Installation works to be priced after contract award.
| Electrical CoCs (1x) | 0 | [20 empty] | E&I Installation works to be priced after contract award.
| Station SAT Procedure (1x) | 0
| SAT Records (1x) | 0
| Anomaly Lists and Correction Records | 0
2.18 | HMI Training System -System Handover | 0 | 0 | 0 | 0 | 0 | 0 | 0 | 0 | 0 | 0 | 0 | 0 | 0 | 0 | 0 | 0 | 0 | 0 | 0 | 0 | Section 4.2.3.11 |  | TRUE
| System Data Pack | 0
| Equipment, Hardware and Software Licensing | 0 | 0 | 0 | 0 | 0 | 0 | 0 | 0 | 0 | 0 | 0 | 0 | 0 | 0 | 0 | 0 | 0 | 0 | 0 | 0 |  |  | TRUE
| Equipment, Hardware and Software Licensing | 0 | 0 | 0 | 0 | 0 | 0 | 0 | 0 | 0 | 0 | 0 | 0 | 0 | 0 | 0 | 0 | 0 | 0 | 0 | 0 |  |  | TRUE
| PCS Hardware/Computers | 0 |  |  | 0 | 0 | 0 | 0 | 0 | 0 | 0 | 0 | 0 | 0 | 0 | 0 | 0 | 0 | 0 | 0 | 0 | App F1: Server\Client Equipment | Details in Supply BOQ
| Metering Hardware | 0 |  |  | 0 | 0 | 0 | 0 | 0 | 0 | 0 | 0 | 0 | 0 | 0 | 0 | 0 | 0 | 0 | 0 | 0 | App F2: Metering Equipment | Details in Supply BOQ
| Network Hardware | 0 |  |  | 0 | 0 | 0 | 0 | 0 | 0 | 0 | 0 | 0 | 0 | 0 | 0 | 0 | 0 | 0 | 0 | 0 | App F3: Networking Equipment | Details in Supply BOQ
| PLC Hardware | 0 |  |  | 0 | 0 | 0 | 0 | 0 | 0 | 0 | 0 | 0 | 0 | 0 | 0 | 0 | 0 | 0 | 0 | 0 | App F4: PLC Hardware | Details in Supply BOQ
| PCS Panel Supply | 0 |  |  | 0 | 0 | 0 | 0 | 0 | 0 | 0 | 0 | 0 | 0 | 0 | 0 | 0 | 0 | 0 | 0 | 0 | App F5: Panel Supply | Details in Supply BOQ
| PCS Licensing (SCADA, PLC) | 0 |  |  | 0 | 0 | 0 | 0 | 0 | 0 | 0 | 0 | 0 | 0 | 0 | 0 | 0 | 0 | 0 | 0 | 0 | Section 4.6.4 | Details in Supply BOQ
| Project Closeout | 0 | 0 | 0 | 0 | 0 | 0 | 0 | 0 | 0 | 0 | 0 | 0 | 0 | 0 | 0 | 0 | 0 | 0 | 0 | 0 |  |  | TRUE
2.22 | Project Closeout | 0 | 0 | 0 | 0 | 0 | 0 | 0 | 0 | 0 | 0 | 0 | 0 | 0 | 0 | 0 | 0 | 0 | 0 | 0 | 0 | Section 4.5.3 |  | TRUE
| Automation System Performance Test Report | 0
| Verified as-built documentation (15x packs) | 0
| Complete set of development/built/test history records for software, hardware | 0
| Software Backups | 0
| System and Equipment Configuration Procedure and Records | 0
| System Operating, Maintenance Procedures | 0
| OEM Equipment Manuals | 0
| Software Simulator and Test Objects used in the station software development tests and FATs. | 0
| Commissioning Spares are issued to the Employer | 0

## PLMS Activity Schedule
EXECUTION PHASE 2: PLMS |  | Total Cost ZAR | Portion of Cost ZAR | Portion of Cost USD | Phase 2A ZAR | Phase 2B ZAR | Phase 2C ZAR | Phase 2D ZAR | Works Information Reference | Comments
NEC3 ECC Option A: Priced Contract with activity schedule
App C2 Reference | Phase 2 PLMS: Total | 0 | 0 | 0 | 0 | 0 | 0 | 0 |  |  | TRUE
| Phase 2: Project, Quality and Safety Management | 0 |  |  | 0 | 0 | 0 | 0
| Phase 2: PLMS Software Development | 0 |  |  | 0 | 0 | 0 | 0
| Phase 2: Installation, Commissioning and Tuning | 0 |  |  | 0 | 0 | 0 | 0
| Phase 2: PLMS Handover | 0 |  |  | 0 | 0 | 0 | 0
| Project, Quality and Safety Management | 0 | 0 | 0 | 0 | 0 | 0 | 0 |  |  | TRUE
2.01 | Project Management | 0 | 0 | 0 | 0 | 0 | 0 | 0 | Section 4.2.3.1 |  | TRUE
| Monthly Programme (Schedule) Update | 0 | [7 empty] | Payment to be equally apportioned across the full duration of the Phase.
| Monthly Cost Report | 0 | [7 empty] | Payment to be equally apportioned across the full duration of the Phase.
| Monthly Cashflow Forecast | 0 | [7 empty] | Payment to be equally apportioned across the full duration of the Phase.
| Monthly Project Risk Register Update | 0 | [7 empty] | Payment to be equally apportioned across the full duration of the Phase.
| Monthly Progress Report | 0 | [7 empty] | Payment to be equally apportioned across the full duration of the Phase.
| Site Safety Files | 0 | [7 empty] | Included in Phase 2 Activity Schedule
| Procurement Tracking Register (Update) | 0 | [7 empty] | Payment to be equally apportioned across the full duration of the Phase.
| Materials Management Register (Update) | 0 | [7 empty] | Payment to be equally apportioned across the full duration of the Phase.
| Monthly Progress of QCP's | 0 | [7 empty] | Payment to be equally apportioned across the full duration of the Phase.
| Monthly Quality Management Report | 0 | [7 empty] | Payment to be equally apportioned across the full duration of the Phase.
| Monthly Document and Drawing Register Update | 0 | [7 empty] | Payment to be equally apportioned across the full duration of the Phase.
| Management and supervision of E&I Installation Works | 0 | [7 empty] | Included in Phase 2 Activity Schedule
| PLMS Software Development | 0 | 0 | 0 | 0 | 0 | 0 | 0 |  |  | TRUE
2.19 | PLMS Staging | 0 | 0 | 0 | 0 | 0 | 0 | 0 | Section 4.3.3.3.1 |  | TRUE
| SimSuite LDS Integration Procedure (1x) | 0
| PIM PLMS Integration Procedure (1x) | 0
| Equipment Check sheets | 0
| Staged OASyS 2018 SimSuite System | 0
| Staged AES202x PIM System | 0
| Anomaly Lists and Correction Records | 0
| PLMS Hardware/Computers | 0 | [7 empty] | Details in Supply BOQ
| PLMS Licensing | 0 | [7 empty] | Details in Supply BOQ
2.20 | PLMS Development / PLMS Validation | 0 | 0 | 0 | 0 | 0 | 0 | 0 | Section 4.3.3.3.2\3 |  | TRUE
| AES202x PLMS FDS (1x) | 0
| OASyS LDS FDS (1x) | 0
| PLMS Masterfile | 0
| AES202x PLMS System | 0
| OASyS LDS System | 0
| PLMS Code Review Report (1x) | 0
| SCADA HMI Graphics Report (multiple) | 0
| FAT Procedure (multiple) | 0
| Thin slice Records | 0
| iFAT Records (multiple) | 0
| cFAT Records (multiple) | 0
| Anomaly Lists and Correction Records | 0
| Installation, Commissioning and Tuning | 0 | 0 | 0 | 0 | 0 | 0 | 0 |  |  | TRUE
2.21 | PLMS Installation, Commissioning, Tuning | 0 | 0 | 0 | 0 | 0 | 0 | 0 | Section 4.3.3.4 |  | TRUE
| PLMS Masterfile | 0
| PLMS\LDS Integration Procedure (2x) | 0
| Instrument Assessment (1 per deployment) | 0
| Tuning Report (1 per deployment) | 0
| Commissioned PLMS System | 0
| MCC PLMS SAT Procedure (1 per deployment) | 0
| SAT Records (1 per deployment) | 0
| Anomaly Lists and Correction Records | 0
| PLMS Handover | 0 | 0 | 0 | 0 | 0 | 0 | 0 |  |  | TRUE
2.11 | PLMS Handover | 0 | 0 | 0 | 0 | 0 | 0 | 0 | Section 4.3.3.4 |  | TRUE
| Masterfile | 0
| PLMS System | 0
| Software Backups | 0
| PLMS SAT Procedure (1x) (per segment) | 0
| PLMS SAT Records (1x) (per segment) | 0
| Anomaly Lists and Correction Records | 0

## Supply BOQ
EXECUTION PHASE 1 & 2 |  |  | Unit Rate |  | Quantities | [19 empty] | Total Cost ZAR | Portion of Cost ZAR | Portion of Cost USD | Staging System ZAR | NOC ZAR | SCC ZAR | HMI TRN ZAR | Airport ZAR | Meyerton ZAR | Alrode-AV ZAR | Rustenburg ZAR | Langlaagte ZAR | Tarlton ZAR | Alrode-MP ZAR | Witbank ZAR | Waltloo ZAR | Kendal ZAR | Secunda ZAR | Sasolburg ZAR | Klerksdorp ZAR | TLR IRP ZAR | Total PLMS ZAR | Comments
SUPPLY BILL OF QUANTITIES |  |  | Units | Cost ZAR | TOTAL QTY | PH1 STAGE | NOC | SCC | HMI TRN | APT | MTN | ALR AV | RTR | LLA | TLR | ALR MP | WIR | WAO | KDL | SEC | SBG | KRP | IRP | PLMS
| Total | [23 empty] | 0 | 0 | 0 | 0 | 0 | 0 | 0 | 0 | 0 | 0 | 0 | 0 | 0 | 0 | 0 | 0 | 0 | 0 | 0 | 0 | 0 | 0
| PCS Hardware/Computers | [23 empty] | 0 |  |  | 0 | 0 | 0 | 0 | 0 | 0 | 0 | 0 | 0 | 0 | 0 | 0 | 0 | 0 | 0 | 0 | 0 | 0 | 0
| Metering Hardware | [23 empty] | 0 |  |  | 0 | 0 | 0 | 0 | 0 | 0 | 0 | 0 | 0 | 0 | 0 | 0 | 0 | 0 | 0 | 0 | 0 | 0 | 0
| Network Hardware | [23 empty] | 0 |  |  | 0 | 0 | 0 | 0 | 0 | 0 | 0 | 0 | 0 | 0 | 0 | 0 | 0 | 0 | 0 | 0 | 0 | 0 | 0
| PLC Hardware | [23 empty] | 0 |  |  | 0 | 0 | 0 | 0 | 0 | 0 | 0 | 0 | 0 | 0 | 0 | 0 | 0 | 0 | 0 | 0 | 0 | 0 | 0
| PCS Panel Supply | [23 empty] | 0 |  |  | 0 | 0 | 0 | 0 | 0 | 0 | 0 | 0 | 0 | 0 | 0 | 0 | 0 | 0 | 0 | 0 | 0 | 0 | 0
| PCS Licensing (SCADA, PLC) | [23 empty] | 0 |  |  | 0 | 0 | 0 | 0 | 0 | 0 | 0 | 0 | 0 | 0 | 0 | 0 | 0 | 0 | 0 | 0 | 0 | 0 | 0
1 | PCS Hardware/Computers | Preferred Supplier |  |  |  | PH1 STAGE | NOC | SCC | HMI TRN | APT | MTN | ALR AV | RTR | LLA | TLR | ALR MP | WIR | WAO | KDL | SEC | SBG | KRP | IRP | PLMS | 0 | 0 | 0 | 0 | 0 | 0 | 0 | 0 | 0 | 0 | 0 | 0 | 0 | 0 | 0 | 0 | 0 | 0 | 0 | 0 | 0 | 0 |  | TRUE
1.1 | SCADA Hardware |  |  |  | 399 | 21 | 62 | 10 | 21 | 22 | 11 | 10 | 22 | 22 | 25 | 22 | 22 | 22 | 12 | 26 | 22 | 22 | 23 | 2 | 0 | 0 | 0 | 0 | 0 | 0 | 0 | 0 | 0 | 0 | 0 | 0 | 0 | 0 | 0 | 0 | 0 | 0 | 0 | 0 | 0 | 0
1.1.1 | Server ( MCC) |  | ea |  | 7 | 2 | 3 | [16 empty] | 2 | 0 |  |  | 0 | 0 | 0 | 0 | 0 | 0 | 0 | 0 | 0 | 0 | 0 | 0 | 0 | 0 | 0 | 0 | 0 | 0 | 0
1.1.2 | Server (Metering Station) |  | ea |  | 21 |  |  |  | 1 | 2 |  |  | 2 | 2 | 2 | 2 | 2 | 2 |  | 2 | 2 | 2 |  |  | 0 |  |  | 0 | 0 | 0 | 0 | 0 | 0 | 0 | 0 | 0 | 0 | 0 | 0 | 0 | 0 | 0 | 0 | 0 | 0 | 0
1.1.3 | Server ( Non-Metering Station) |  | ea |  | 5 | [5 empty] | 1 | 1 | [6 empty] | 1 |  |  |  | 2 |  | 0 |  |  | 0 | 0 | 0 | 0 | 0 | 0 | 0 | 0 | 0 | 0 | 0 | 0 | 0 | 0 | 0 | 0 | 0 | 0 | 0
1.1.4 | Domain Controller |  | ea |  | 3 | 1 | 1 | 1 | [16 empty] | 0 |  |  | 0 | 0 | 0 | 0 | 0 | 0 | 0 | 0 | 0 | 0 | 0 | 0 | 0 | 0 | 0 | 0 | 0 | 0 | 0
1.1.5 | Operator Workstations |  | ea |  | 38 | 4 | 5 | 2 | 2 | 2 | 1 | 1 | 2 | 2 | 2 | 2 | 2 | 2 | 1 | 2 | 2 | 2 | 2 |  | 0 |  |  | 0 | 0 | 0 | 0 | 0 | 0 | 0 | 0 | 0 | 0 | 0 | 0 | 0 | 0 | 0 | 0 | 0 | 0 | 0
1.1.6 | SAN Storage - MCC/DSS |  | ea |  | 1 |  | 1 | [17 empty] | 0 |  |  | 0 | 0 | 0 | 0 | 0 | 0 | 0 | 0 | 0 | 0 | 0 | 0 | 0 | 0 | 0 | 0 | 0 | 0 | 0
1.1.7 | SAN Storage - Stations |  | ea |  | 13 | 1 |  |  |  | 1 |  |  | 1 | 1 | 1 | 1 | 1 | 1 | 1 | 1 | 1 | 1 | 1 |  | 0 |  |  | 0 | 0 | 0 | 0 | 0 | 0 | 0 | 0 | 0 | 0 | 0 | 0 | 0 | 0 | 0 | 0 | 0 | 0 | 0
1.1.8 | Monitors - 27" QHD |  | ea |  | 23 | 12 |  | 3 |  | 4 | 2 | 2 | [12 empty] | 0 |  |  | 0 | 0 | 0 | 0 | 0 | 0 | 0 | 0 | 0 | 0 | 0 | 0 | 0 | 0 | 0 | 0 | 0 | 0 | 0
1.1.9 | Monitors - 27" 4K |  | ea |  | 89 |  | 13 | 3 | 9 |  |  |  | 6 | 6 | 8 | 6 | 6 | 6 | 2 | 6 | 6 | 6 | 6 |  | 0 |  |  | 0 | 0 | 0 | 0 | 0 | 0 | 0 | 0 | 0 | 0 | 0 | 0 | 0 | 0 | 0 | 0 | 0 | 0 | 0
1.1.10 | KVM Console (1U) |  | ea |  | 2 | [9 empty] | 1 | 1 | [8 empty] | 0 |  |  | 0 | 0 | 0 | 0 | 0 | 0 | 0 | 0 | 0 | 0 | 0 | 0 | 0 | 0 | 0 | 0 | 0 | 0 | 0
1.1.11 | Printers (LaserJet M454DN or equivalent.) |  | ea |  | 15 | 1 |  | 1 |  | 1 | 1 | 1 | 1 | 1 | 1 |  | 1 | 1 | 1 | 1 | 1 | 1 | 1 |  | 0 |  |  | 0 | 0 | 0 | 0 | 0 | 0 | 0 | 0 | 0 | 0 | 0 | 0 | 0 | 0 | 0 | 0 | 0 | 0 | 0
1.1.12 | Active Optical Cables (Rose Electronics) |  | ea |  | 91 |  | 14 | 0 | 6 | 6 | 3 | 2 | 6 | 6 | 6 | 6 | 6 | 6 | 3 | 6 | 6 | 6 | 3 |  | 0 |  |  | 0 | 0 | 0 | 0 | 0 | 0 | 0 | 0 | 0 | 0 | 0 | 0 | 0 | 0 | 0 | 0 | 0 | 0 | 0
1.1.13 | Video Splitters (Rose Electronics) |  | ea |  | 5 |  | 5 | [17 empty] | 0 |  |  | 0 | 0 | 0 | 0 | 0 | 0 | 0 | 0 | 0 | 0 | 0 | 0 | 0 | 0 | 0 | 0 | 0 | 0 | 0
1.1.14 | USB Extenders (Rose Electronics) |  | ea |  | 52 |  | 14 |  | 3 | 4 | 1 | 1 | 2 | 2 | 2 | 2 | 2 | 2 | 1 | 6 | 2 | 2 | 6 |  | 0 |  |  | 0 | 0 | 0 | 0 | 0 | 0 | 0 | 0 | 0 | 0 | 0 | 0 | 0 | 0 | 0 | 0 | 0 | 0 | 0
1.1.15 | VGA Extenders (Rose Electronics) |  | ea |  | 6 |  | 6 | [17 empty] | 0 |  |  | 0 | 0 | 0 | 0 | 0 | 0 | 0 | 0 | 0 | 0 | 0 | 0 | 0 | 0 | 0 | 0 | 0 | 0 | 0
1.1.16 | Audio Amplifier 19” |  | ea |  | 14 |  |  |  |  | 1 | 1 | 1 | 1 | 1 | 1 | 1 | 1 | 1 | 1 | 1 | 1 | 1 | 1 |  | 0 |  |  | 0 | 0 | 0 | 0 | 0 | 0 | 0 | 0 | 0 | 0 | 0 | 0 | 0 | 0 | 0 | 0 | 0 | 0 | 0
1.1.17 | Alarm Horn (Outdoor) |  | ea |  | 14 |  |  |  |  | 1 | 1 | 1 | 1 | 1 | 1 | 1 | 1 | 1 | 1 | 1 | 1 | 1 | 1 |  | 0 |  |  | 0 | 0 | 0 | 0 | 0 | 0 | 0 | 0 | 0 | 0 | 0 | 0 | 0 | 0 | 0 | 0 | 0 | 0 | 0
2 | Metering Hardware | Preferred Supplier |  |  |  | PH1 STAGE | NOC | SCC | HMI TRN | APT | MTN | ALR AV | RTR | LLA | TLR | ALR MP | WIR | WAO | KDL | SEC | SBG | KRP | IRP | PLMS | 0 | 0 | 0 | 0 | 0 | 0 | 0 | 0 | 0 | 0 | 0 | 0 | 0 | 0 | 0 | 0 | 0 | 0 | 0 | 0 | 0 | 0 |  | TRUE
2.1 | Emerson S600+ Flow Computer Hardware |  |  |  | 75 | 10 | 0 | 0 | 0 | 4 | 0 | 0 | 4 | 8 | 5 | 8 | 8 | 8 | 0 | 7 | 8 | 5 | 0 | 0 | 0 | 0 | 0 | 0 | 0 | 0 | 0 | 0 | 0 | 0 | 0 | 0 | 0 | 0 | 0 | 0 | 0 | 0 | 0 | 0 | 0 | 0
2.1.1 | Floboss S600+ Complete Stream (New) (P152+P144 x 2 + Fabricated metal case+ Removable front panel) | Emerson | ea |  | 13 | 8 |  |  |  | 2 |  |  | 3 | [11 empty] | 0 |  |  | 0 | 0 | 0 | 0 | 0 | 0 | 0 | 0 | 0 | 0 | 0 | 0 | 0 | 0 | 0 | 0 | 0 | 0 | 0
2.1.2 | Floboss S600+ Complete Prover (New) (P152+P144 x 2 +P154+ Fabricated metal case+ Removable front panel) | Emerson | ea |  | 5 | 2 |  |  |  | 2 |  |  | 1 | [11 empty] | 0 |  |  | 0 | 0 | 0 | 0 | 0 | 0 | 0 | 0 | 0 | 0 | 0 | 0 | 0 | 0 | 0 | 0 | 0 | 0 | 0
2.1.3 | Floboss S600+ CPU Stream (New) & Faceplate (P152+ Removable front panel) | Emerson | ea |  | 24 | [10 empty] | 7 | 7 |  |  |  | 6 | 4 |  |  | 0 |  |  | 0 | 0 | 0 | 0 | 0 | 0 | 0 | 0 | 0 | 0 | 0 | 0 | 0 | 0 | 0 | 0 | 0 | 0 | 0
2.1.4 | Floboss S600+ CPU Prover (New) & Faceplate (P152+ Removable front panel) | Emerson | ea |  | 5 | [10 empty] | 1 | 1 |  |  |  | 2 | 1 |  |  | 0 |  |  | 0 | 0 | 0 | 0 | 0 | 0 | 0 | 0 | 0 | 0 | 0 | 0 | 0 | 0 | 0 | 0 | 0 | 0 | 0
2.1.5 | Floboss S600+ CPU Stream (Upgraded) (Update P152 firmware) | Emerson | ea |  | 24 | [8 empty] | 7 | 4 |  |  | 7 |  | 6 |  |  |  |  | 0 |  |  | 0 | 0 | 0 | 0 | 0 | 0 | 0 | 0 | 0 | 0 | 0 | 0 | 0 | 0 | 0 | 0 | 0 | 0 | 0
2.1.6 | Floboss S600+ CPU Prover (Update P152 firmware) | Emerson | ea |  | 4 | [8 empty] | 1 | 1 |  |  | 1 |  | 1 |  |  |  |  | 0 |  |  | 0 | 0 | 0 | 0 | 0 | 0 | 0 | 0 | 0 | 0 | 0 | 0 | 0 | 0 | 0 | 0 | 0 | 0 | 0
3 | Network Hardware | Preferred Supplier |  |  |  | PH1 STAGE | NOC | SCC | HMI TRN | APT | MTN | ALR AV | RTR | LLA | TLR | ALR MP | WIR | WAO | KDL | SEC | SBG | KRP | IRP | PLMS | 0 | 0 | 0 | 0 | 0 | 0 | 0 | 0 | 0 | 0 | 0 | 0 | 0 | 0 | 0 | 0 | 0 | 0 | 0 | 0 | 0 | 0 |  | TRUE
3.1 | Network Hardware |  |  |  | 139 | 4 | 4 | 5 | 0 | 6 | 6 | 4 | 6 | 8 | 12 | 22 | 9 | 8 | 5 | 9 | 15 | 12 | 4 | 0 | 0 | 0 | 0 | 0 | 0 | 0 | 0 | 0 | 0 | 0 | 0 | 0 | 0 | 0 | 0 | 0 | 0 | 0 | 0 | 0 | 0 | 0
3.1.1 | Ethernet Switches (Cisco C9200-24T-4G-E or similar) | Cisco | ea |  | 32 | 2 | 2 | 2 |  | 2 | 2 | 2 | 2 | 2 | 2 |  | 2 | 2 | 2 | 2 | 2 | 2 | 2 |  | 0 |  |  | 0 | 0 | 0 | 0 | 0 | 0 | 0 | 0 | 0 | 0 | 0 | 0 | 0 | 0 | 0 | 0 | 0 | 0 | 0
3.1.2 | SFP Transceiver Modules (Cisco GLC-TE or similar) | Cisco | ea |  | 32 | 2 | 2 | 2 |  | 2 | 2 | 2 | 2 | 2 | 2 |  | 2 | 2 | 2 | 2 | 2 | 2 | 2 |  | 0 |  |  | 0 | 0 | 0 | 0 | 0 | 0 | 0 | 0 | 0 | 0 | 0 | 0 | 0 | 0 | 0 | 0 | 0 | 0 | 0
3.1.3 | Ethernet Switches (Cisco IE3100 12port or similar) | Cisco | ea |  | 20 |  |  |  |  | 2 |  |  | 2 | 2 | 2 | 2 | 2 | 2 |  | 2 | 2 | 2 |  |  | 0 |  |  | 0 | 0 | 0 | 0 | 0 | 0 | 0 | 0 | 0 | 0 | 0 | 0 | 0 | 0 | 0 | 0 | 0 | 0 | 0
3.1.4 | Firewalls (Foritgate NGFW HA) | Fortigate | ea |  | 1 |  |  | 1 | [16 empty] | 0 |  |  | 0 | 0 | 0 | 0 | 0 | 0 | 0 | 0 | 0 | 0 | 0 | 0 | 0 | 0 | 0 | 0 | 0 | 0 | 0
3.1.5 | Schneider Managed Switch - MCSESM063F2CU0 - Multimode | Schneider | ea |  | 51 | [5 empty] | 2 |  |  | 2 | 6 | 18 | 3 | 2 |  | 3 | 9 | 6 |  |  | 0 |  |  | 0 | 0 | 0 | 0 | 0 | 0 | 0 | 0 | 0 | 0 | 0 | 0 | 0 | 0 | 0 | 0 | 0 | 0 | 0
3.1.6 | Schneider Managed Switch - MCSESM063F2CS0 - Single mode | Schneider | ea |  | 3 | [10 empty] | 2 |  |  | 1 | [5 empty] | 0 |  |  | 0 | 0 | 0 | 0 | 0 | 0 | 0 | 0 | 0 | 0 | 0 | 0 | 0 | 0 | 0 | 0 | 0 | 0 | 0
4 | PLC Hardware | Preferred Supplier |  |  |  | PH1 STAGE | NOC | SCC | HMI TRN | APT | MTN | ALR AV | RTR | LLA | TLR | ALR MP | WIR | WAO | KDL | SEC | SBG | KRP | IRP | PLMS | 0 | 0 | 0 | 0 | 0 | 0 | 0 | 0 | 0 | 0 | 0 | 0 | 0 | 0 | 0 | 0 | 0 | 0 | 0 | 0 | 0 | 0 |  | FALSE
4.1 | PLC Hardware - Power Supply |  |  |  | 473 | 18 | 0 | 0 | 0 | 29 | 10 | 14 | 19 | 28 | 31 | 86 | 36 | 30 | 15 | 54 | 61 | 31 | 11 | 0 | 0 | 0 | 0 | 0 | 0 | 0 | 0 | 0 | 0 | 0 | 0 | 0 | 0 | 0 | 0 | 0 | 0 | 0 | 0 | 0 | 0 | 0
4.1.1 | BMXCPS3500: High power AC 110/220 VAC power supply (IO) | SCHNEIDER | ea |  | 153 | 6 |  |  |  | 12 | 5 | 6 | 7 | 11 | 18 | 38 |  | 12 |  |  | 24 | 10 | 4 |  | 0 |  |  | 0 | 0 | 0 | 0 | 0 | 0 | 0 | 0 | 0 | 0 | 0 | 0 | 0 | 0 | 0 | 0 | 0 | 0 | 0
4.1.2 | BMXCPS3500H: High power AC 110/220 VAC power supply (Ruggedised) (IO) | SCHNEIDER | ea |  | 50 | [11 empty] | 16 |  | 8 | 26 |  |  |  |  | 0 |  |  | 0 | 0 | 0 | 0 | 0 | 0 | 0 | 0 | 0 | 0 | 0 | 0 | 0 | 0 | 0 | 0 | 0 | 0 | 0
4.1.3 | ABL8RPM24200 AC 110/220 VAC power supply (Field) 20A | SCHNEIDER | ea |  | 167 | 6 |  |  |  | 14 | 4 | 6 | 9 | 14 | 9 | 39 |  | 15 |  |  | 30 | 16 | 5 |  | 0 |  |  | 0 | 0 | 0 | 0 | 0 | 0 | 0 | 0 | 0 | 0 | 0 | 0 | 0 | 0 | 0 | 0 | 0 | 0 | 0
4.1.4 | ABL8RED24400 Redundant Power Supply Module | SCHNEIDER | ea |  | 42 |  |  |  |  | 3 | 1 | 2 | 3 | 3 | 4 | 9 |  | 3 |  |  | 7 | 5 | 2 |  | 0 |  |  | 0 | 0 | 0 | 0 | 0 | 0 | 0 | 0 | 0 | 0 | 0 | 0 | 0 | 0 | 0 | 0 | 0 | 0 | 0
4.1.5 | ABL8RPM24200H AC 110/220 VAC power supply (Field) 20A (Ruggedised) | SCHNEIDER | ea |  | 53 | 6 | [10 empty] | 17 |  | 5 | 25 |  |  |  |  | 0 |  |  | 0 | 0 | 0 | 0 | 0 | 0 | 0 | 0 | 0 | 0 | 0 | 0 | 0 | 0 | 0 | 0 | 0 | 0 | 0
4.1.6 | ABL8RED24400H Redundant Power Supply Module (Ruggedised) | SCHNEIDER | ea |  | 8 | [11 empty] | 3 |  | 2 | 3 |  |  |  |  | 0 |  |  | 0 | 0 | 0 | 0 | 0 | 0 | 0 | 0 | 0 | 0 | 0 | 0 | 0 | 0 | 0 | 0 | 0 | 0 | 0
4.2 | PLC Hardware - PLC CPU |  |  |  | 429 | 16 | 0 | 0 | 0 | 36 | 17 | 20 | 21 | 20 | 36 | 49 | 24 | 19 | 19 | 36 | 45 | 18 | 53 | 0 | 0 | 0 | 0 | 0 | 0 | 0 | 0 | 0 | 0 | 0 | 0 | 0 | 0 | 0 | 0 | 0 | 0 | 0 | 0 | 0 | 0 | 0
4.2.1 | BMEXBP0800: PLC 8 slots Ethernet backplane | SCHNEIDER | ea |  | 0 | [19 empty] | 0 |  |  | 0 | 0 | 0 | 0 | 0 | 0 | 0 | 0 | 0 | 0 | 0 | 0 | 0 | 0 | 0 | 0 | 0 | 0 | 0
4.2.2 | BMEXBP0800H: PLC 8 slots Ethernet backplane (Ruggedised) | SCHNEIDER | ea |  | 0 | [19 empty] | 0 |  |  | 0 | 0 | 0 | 0 | 0 | 0 | 0 | 0 | 0 | 0 | 0 | 0 | 0 | 0 | 0 | 0 | 0 | 0 | 0
4.2.3 | BMEXBP0400: PLC 4 slots Ethernet backplane | SCHNEIDER | ea |  | 34 | 4 |  |  |  | 4 | 2 | 2 | 2 | 2 | 4 | 4 |  | 2 |  |  | 4 | 2 | 2 |  | 0 |  |  | 0 | 0 | 0 | 0 | 0 | 0 | 0 | 0 | 0 | 0 | 0 | 0 | 0 | 0 | 0 | 0 | 0 | 0 | 0
4.2.4 | BMEXBP0400H: PLC 4 slots Ethernet backplane (Ruggedised) | SCHNEIDER | ea |  | 8 | [11 empty] | 2 |  | 2 | 4 |  |  |  |  | 0 |  |  | 0 | 0 | 0 | 0 | 0 | 0 | 0 | 0 | 0 | 0 | 0 | 0 | 0 | 0 | 0 | 0 | 0 | 0 | 0
4.2.5 | BMXXEM010: 5 PLC Rack protective covers | SCHNEIDER | ea |  | 251 |  |  |  |  | 20 | 9 | 12 | 13 | 12 | 20 | 23 | 16 | 11 | 9 | 20 | 29 | 10 | 47 |  | 0 |  |  | 0 | 0 | 0 | 0 | 0 | 0 | 0 | 0 | 0 | 0 | 0 | 0 | 0 | 0 | 0 | 0 | 0 | 0 | 0
4.2.6 | BMEH58x0x0: M580 CPU redundant family with remote and distributed I/O | SCHNEIDER | ea |  | 40 | 4 |  |  |  | 4 | 2 | 2 | 2 | 2 | 4 | 4 | 2 | 2 | 2 | 4 | 4 | 2 |  |  | 0 |  |  | 0 | 0 | 0 | 0 | 0 | 0 | 0 | 0 | 0 | 0 | 0 | 0 | 0 | 0 | 0 | 0 | 0 | 0 | 0
4.2.7 | BMXRMS004GPF: Memory card SD flash 4 Go for M580 CPU | SCHNEIDER | ea |  | 42 | 4 |  |  |  | 4 | 2 | 2 | 2 | 2 | 4 | 4 | 2 | 2 | 2 | 4 | 4 | 2 | 2 |  | 0 |  |  | 0 | 0 | 0 | 0 | 0 | 0 | 0 | 0 | 0 | 0 | 0 | 0 | 0 | 0 | 0 | 0 | 0 | 0 | 0
4.2.8 | 490NAC0100: M580 Redundant link RJ45 SFP | SCHNEIDER | ea |  | 0 | [19 empty] | 0 |  |  | 0 | 0 | 0 | 0 | 0 | 0 | 0 | 0 | 0 | 0 | 0 | 0 | 0 | 0 | 0 | 0 | 0 | 0 | 0
4.2.9 | BMENOC0321: M580 Ethernet module with IP forwarding and with 3 Ports | SCHNEIDER | ea |  | 34 | 4 |  |  |  | 4 | 2 | 2 | 2 | 2 | 4 | 4 |  | 2 |  |  | 4 | 2 | 2 |  | 0 |  |  | 0 | 0 | 0 | 0 | 0 | 0 | 0 | 0 | 0 | 0 | 0 | 0 | 0 | 0 | 0 | 0 | 0 | 0 | 0
4.2.10 | BMENOC0321C: M580 Ethernet module with IP forwarding and with 3 Ports (Ruggedised – Conformal Coating) | SCHNEIDER | ea |  | 8 | [11 empty] | 2 |  | 2 | 4 |  |  |  |  | 0 |  |  | 0 | 0 | 0 | 0 | 0 | 0 | 0 | 0 | 0 | 0 | 0 | 0 | 0 | 0 | 0 | 0 | 0 | 0 | 0
4.2.11 | BMXNRP0201: Ethernet RIO optical single mode repeater | SCHNEIDER | ea |  | 12 | [10 empty] | 10 |  |  | 2 | [5 empty] | 0 |  |  | 0 | 0 | 0 | 0 | 0 | 0 | 0 | 0 | 0 | 0 | 0 | 0 | 0 | 0 | 0 | 0 | 0 | 0 | 0
4.2.12 | BMXNRP0201C: Ethernet RIO optical single mode repeater (Ruggedised - Conformal Coating) | SCHNEIDER |  |  | 0 | [19 empty] | 0 |  |  | 0 | 0 | 0 | 0 | 0 | 0 | 0 | 0 | 0 | 0 | 0 | 0 | 0 | 0 | 0 | 0 | 0 | 0 | 0
4.3 | PLC Hardware - PLC Remote IO |  |  |  | 2048 | 24 | 0 | 0 | 0 | 82 | 34 | 44 | 66 | 132 | 206 | 394 | 172 | 142 | 82 | 256 | 238 | 112 | 64 | 0 | 0 | 0 | 0 | 0 | 0 | 0 | 0 | 0 | 0 | 0 | 0 | 0 | 0 | 0 | 0 | 0 | 0 | 0 | 0 | 0 | 0 | 0
4.3.1 | BMEXBP0800: PLC 8 slots Ethernet backplane | SCHNEIDER | ea |  | 93 |  |  |  |  | 4 | 1 | 2 | 5 | 9 | 14 | 19 |  | 9 |  |  | 14 | 7 | 9 |  | 0 |  |  | 0 | 0 | 0 | 0 | 0 | 0 | 0 | 0 | 0 | 0 | 0 | 0 | 0 | 0 | 0 | 0 | 0 | 0 | 0
4.3.2 | BMEXBP0800H: PLC 8 slots Ethernet backplane (Ruggedised) | SCHNEIDER | ea |  | 27 | [11 empty] | 10 |  | 5 | 12 |  |  |  |  | 0 |  |  | 0 | 0 | 0 | 0 | 0 | 0 | 0 | 0 | 0 | 0 | 0 | 0 | 0 | 0 | 0 | 0 | 0 | 0 | 0
4.3.3 | BMEXBP0400: PLC 4 slots Ethernet backplane | SCHNEIDER | ea |  | 35 | 2 |  |  |  | 4 | 4 | 2 |  |  |  | 15 |  | 1 |  |  | 6 | 1 |  |  | 0 |  |  | 0 | 0 | 0 | 0 | 0 | 0 | 0 | 0 | 0 | 0 | 0 | 0 | 0 | 0 | 0 | 0 | 0 | 0 | 0
4.3.4 | BMEXBP0400H: PLC 4 slots Ethernet backplane (Ruggedised) | SCHNEIDER | ea |  | 15 | [11 empty] | 4 |  | 1 | 10 |  |  |  |  | 0 |  |  | 0 | 0 | 0 | 0 | 0 | 0 | 0 | 0 | 0 | 0 | 0 | 0 | 0 | 0 | 0 | 0 | 0 | 0 | 0
4.3.5 | BMXXEM010: 5 PLC Rack protective covers (incl Above 4.2.5) | SCHNEIDER | ea |  | 0 | [19 empty] | 0 |  |  | 0 | 0 | 0 | 0 | 0 | 0 | 0 | 0 | 0 | 0 | 0 | 0 | 0 | 0 | 0 | 0 | 0 | 0 | 0
4.3.6 | BMECRA31210: X80 Performance Ethernet Drop adapter with Ethernet backplane | SCHNEIDER | ea |  | 126 | 2 |  |  |  | 8 | 3 | 4 | 5 | 9 | 14 | 34 |  | 10 |  |  | 20 | 8 | 9 |  | 0 |  |  | 0 | 0 | 0 | 0 | 0 | 0 | 0 | 0 | 0 | 0 | 0 | 0 | 0 | 0 | 0 | 0 | 0 | 0 | 0
4.3.7 | BMECRA31210C: X80 Performance Ethernet Drop adapter with Ethernet backplane (Ruggedised – Conformal Coating) | SCHNEIDER | ea |  | 42 | [11 empty] | 14 |  | 6 | 22 |  |  |  |  | 0 |  |  | 0 | 0 | 0 | 0 | 0 | 0 | 0 | 0 | 0 | 0 | 0 | 0 | 0 | 0 | 0 | 0 | 0 | 0 | 0
4.3.8 | BMXNRP0201: Ethernet RIO optical single mode repeater | SCHNEIDER | ea |  | 0 | [19 empty] | 0 |  |  | 0 | 0 | 0 | 0 | 0 | 0 | 0 | 0 | 0 | 0 | 0 | 0 | 0 | 0 | 0 | 0 | 0 | 0 | 0
4.3.9 | BMXNRP0201C: Ethernet RIO optical single mode repeater (Ruggedised - Conformal Coating) | SCHNEIDER |  |  | 0 | [19 empty] | 0 |  |  | 0 | 0 | 0 | 0 | 0 | 0 | 0 | 0 | 0 | 0 | 0 | 0 | 0 | 0 | 0 | 0 | 0 | 0 | 0
4.3.10 | BMXDDI3202K: 32 Digital 24 VDC positive logic input channels module | SCHNEIDER | ea |  | 190 |  |  |  |  | 10 | 4 | 3 | 7 | 21 | 38 | 39 |  | 25 |  |  | 23 | 12 | 8 |  | 0 |  |  | 0 | 0 | 0 | 0 | 0 | 0 | 0 | 0 | 0 | 0 | 0 | 0 | 0 | 0 | 0 | 0 | 0 | 0 | 0
4.3.11 | BMXDDI3202KH: 32 Digital 24 VDC positive logic input channels module (Ruggedised) | SCHNEIDER |  |  | 60 | [11 empty] | 22 |  | 11 | 27 |  |  |  |  | 0 |  |  | 0 | 0 | 0 | 0 | 0 | 0 | 0 | 0 | 0 | 0 | 0 | 0 | 0 | 0 | 0 | 0 | 0 | 0 | 0
4.3.12 | BMXFCW501 (32 Ch DDI): 5m pre-equipped cable with 1 x 40 way connector | SCHNEIDER | ea |  | 250 |  |  |  |  | 10 | 4 | 3 | 7 | 21 | 38 | 39 | 22 | 25 | 11 | 27 | 23 | 12 | 8 |  | 0 |  |  | 0 | 0 | 0 | 0 | 0 | 0 | 0 | 0 | 0 | 0 | 0 | 0 | 0 | 0 | 0 | 0 | 0 | 0 | 0
4.3.13 | BMXDDI1602: 16 Digital 24 VDC positive logic input channels module | SCHNEIDER | ea |  | 70 | 2 |  |  |  | 2 | 1 | 2 | 3 | 3 | 6 | 24 |  | 2 |  |  | 14 | 11 |  |  | 0 |  |  | 0 | 0 | 0 | 0 | 0 | 0 | 0 | 0 | 0 | 0 | 0 | 0 | 0 | 0 | 0 | 0 | 0 | 0 | 0
4.3.14 | BMXDDI1602H: 16 Digital 24 VDC positive logic input channels module (Ruggedised) | SCHNEIDER | ea |  | 30 | [11 empty] | 13 |  | 1 | 16 |  |  |  |  | 0 |  |  | 0 | 0 | 0 | 0 | 0 | 0 | 0 | 0 | 0 | 0 | 0 | 0 | 0 | 0 | 0 | 0 | 0 | 0 | 0
4.3.15 | BMXFTW501 (16 Ch DDI): 5m pre-equipped cable with 1 x 20 way spring type connector | SCHNEIDER | ea |  | 100 | 2 |  |  |  | 2 | 1 | 2 | 3 | 3 | 6 | 24 | 13 | 2 | 1 | 16 | 14 | 11 |  |  | 0 |  |  | 0 | 0 | 0 | 0 | 0 | 0 | 0 | 0 | 0 | 0 | 0 | 0 | 0 | 0 | 0 | 0 | 0 | 0 | 0
4.3.16 | BMXDDO3202K: 32 Digital 24 VDC positive logic static output channels module | SCHNEIDER | ea |  | 92 |  |  |  |  | 4 | 1 | 0 |  | 10 | 17 | 20 |  | 12 |  |  | 15 | 10 | 3 |  | 0 |  |  | 0 | 0 | 0 | 0 | 0 | 0 | 0 | 0 | 0 | 0 | 0 | 0 | 0 | 0 | 0 | 0 | 0 | 0 | 0
4.3.17 | BMXDDO3202KC: 32 Digital 24 VDC positive logic static output channels module (Ruggedised - Conformal Coating) | SCHNEIDER |  |  | 27 | [11 empty] | 10 |  | 7 | 10 |  |  |  |  | 0 |  |  | 0 | 0 | 0 | 0 | 0 | 0 | 0 | 0 | 0 | 0 | 0 | 0 | 0 | 0 | 0 | 0 | 0 | 0 | 0
4.3.18 | BMXFCW501 (32 Ch DDO): 5m pre-equipped cable with 1 x 40 way connector | SCHNEIDER | ea |  | 119 |  |  |  |  | 4 | 1 | 0 |  | 10 | 17 | 20 | 10 | 12 | 7 | 10 | 15 | 10 | 3 |  | 0 |  |  | 0 | 0 | 0 | 0 | 0 | 0 | 0 | 0 | 0 | 0 | 0 | 0 | 0 | 0 | 0 | 0 | 0 | 0 | 0
4.3.19 | BMXDDO1602: 16 Digital 24 VDC positive logic static output channels module | SCHNEIDER | ea |  | 62 | 2 |  |  |  | 4 | 2 | 4 | 10 | 2 | 4 | 18 |  | 2 |  |  | 8 | 6 |  |  | 0 |  |  | 0 | 0 | 0 | 0 | 0 | 0 | 0 | 0 | 0 | 0 | 0 | 0 | 0 | 0 | 0 | 0 | 0 | 0 | 0
4.3.20 | BMXDDO1602H: 16 Digital 24 VDC positive logic static output channels module (Ruggedised) | SCHNEIDER | ea |  | 19 | [11 empty] | 6 |  | 1 | 12 |  |  |  |  | 0 |  |  | 0 | 0 | 0 | 0 | 0 | 0 | 0 | 0 | 0 | 0 | 0 | 0 | 0 | 0 | 0 | 0 | 0 | 0 | 0
4.3.21 | BMXFTW501 (16 Ch DDO): 5m pre-equipped cable with 1 x 20 way spring type connector | SCHNEIDER | ea |  | 81 | 2 |  |  |  | 4 | 2 | 4 | 10 | 2 | 4 | 18 | 6 | 2 | 1 | 12 | 8 | 6 |  |  | 0 |  |  | 0 | 0 | 0 | 0 | 0 | 0 | 0 | 0 | 0 | 0 | 0 | 0 | 0 | 0 | 0 | 0 | 0 | 0 | 0
4.3.22 | BMXAMI0810: 8 Analog voltage/current input isolated high speed channels module | SCHNEIDER | ea |  | 175 | 2 |  |  |  | 11 | 4 | 7 | 6 | 14 | 19 | 50 |  | 15 |  |  | 31 | 7 | 9 |  | 0 |  |  | 0 | 0 | 0 | 0 | 0 | 0 | 0 | 0 | 0 | 0 | 0 | 0 | 0 | 0 | 0 | 0 | 0 | 0 | 0
4.3.23 | BMXAMI0810H: 8 Analog voltage/current input isolated high speed channels module (Ruggedised) | SCHNEIDER | ea |  | 60 | [11 empty] | 16 |  | 8 | 36 |  |  |  |  | 0 |  |  | 0 | 0 | 0 | 0 | 0 | 0 | 0 | 0 | 0 | 0 | 0 | 0 | 0 | 0 | 0 | 0 | 0 | 0 | 0
4.3.24 | BMXFTW308S (8 Ch AI): 5m pre-equipped cable with 28 way terminal block connector | SCHNEIDER | ea |  | 235 | 2 |  |  |  | 11 | 4 | 7 | 6 | 14 | 19 | 50 | 16 | 15 | 8 | 36 | 31 | 7 | 9 |  | 0 |  |  | 0 | 0 | 0 | 0 | 0 | 0 | 0 | 0 | 0 | 0 | 0 | 0 | 0 | 0 | 0 | 0 | 0 | 0 | 0
4.3.25 | BMXAMO0410: 4 Analog voltage/current output isolated channels module | SCHNEIDER | ea |  | 27 | 2 |  |  |  | 2 | 1 | 1 | 1 | 3 | 2 | 5 |  | 2 |  |  | 4 | 1 | 3 |  | 0 |  |  | 0 | 0 | 0 | 0 | 0 | 0 | 0 | 0 | 0 | 0 | 0 | 0 | 0 | 0 | 0 | 0 | 0 | 0 | 0
4.3.26 | BMXAMO0410H: 4 Analog voltage/current output isolated channels module (Ruggedised) | SCHNEIDER | ea |  | 9 | [11 empty] | 4 |  | 3 | 2 |  |  |  |  | 0 |  |  | 0 | 0 | 0 | 0 | 0 | 0 | 0 | 0 | 0 | 0 | 0 | 0 | 0 | 0 | 0 | 0 | 0 | 0 | 0
4.3.27 | BMXFTW501S (4 Ch AO): 5m pre-equipped cable with 20 way terminal block connector | SCHNEIDER | ea |  | 36 | 2 |  |  |  | 2 | 1 | 1 | 1 | 3 | 2 | 5 | 4 | 2 | 3 | 2 | 4 | 1 | 3 |  | 0 |  |  | 0 | 0 | 0 | 0 | 0 | 0 | 0 | 0 | 0 | 0 | 0 | 0 | 0 | 0 | 0 | 0 | 0 | 0 | 0
4.3.28 | BMXEHC0800: High Speed Counter 8 Channels with 10kHz frequency module | SCHNEIDER | ea |  | 26 | 2 | [5 empty] | 1 | 1 | 4 | 3 | 7 |  | 3 |  |  | 4 | 1 |  |  | 0 |  |  | 0 | 0 | 0 | 0 | 0 | 0 | 0 | 0 | 0 | 0 | 0 | 0 | 0 | 0 | 0 | 0 | 0 | 0 | 0
4.3.29 | BMXEHC0800H: High Speed Counter 8 Channels with 10kHz frequency module (Ruggedised) | SCHNEIDER | ea |  | 8 | [11 empty] | 1 |  | 4 | 3 |  |  |  |  | 0 |  |  | 0 | 0 | 0 | 0 | 0 | 0 | 0 | 0 | 0 | 0 | 0 | 0 | 0 | 0 | 0 | 0 | 0 | 0 | 0
4.3.30 | BMXFTW501S (8 Ch Counter): 5m pre-equipped cable with 20 way terminal block connector | SCHNEIDER | ea |  | 32 | [6 empty] | 1 | 1 | 4 | 3 | 7 | 1 | 3 | 4 | 3 | 4 | 1 |  |  | 0 |  |  | 0 | 0 | 0 | 0 | 0 | 0 | 0 | 0 | 0 | 0 | 0 | 0 | 0 | 0 | 0 | 0 | 0 | 0 | 0
4.3.31 | BMXFTB2010: 20-way removable terminal block with screw clamp (16 ch, DI) | SCHNEIDER | ea |  | 2 | 2 | [18 empty] | 0 |  |  | 0 | 0 | 0 | 0 | 0 | 0 | 0 | 0 | 0 | 0 | 0 | 0 | 0 | 0 | 0 | 0 | 0 | 0 | 0
4.4 | PLC Hardware - Safety Rated |  |  |  | 70 | 7 | 0 | 0 | 0 | 0 | 0 | 0 | 0 | 0 | 0 | 0 | 0 | 0 | 0 | 0 | 0 | 0 | 63 | 0 | 0 | 0 | 0 | 0 | 0 | 0 | 0 | 0 | 0 | 0 | 0 | 0 | 0 | 0 | 0 | 0 | 0 | 0 | 0 | 0 | 0 | 0
4.4.1 | BMXCPS4002S: High power, redundant AC 110/220 VAC power supply | SCHNEIDER | ea |  | 7 | [17 empty] | 7 |  | 0 |  |  | 0 | 0 | 0 | 0 | 0 | 0 | 0 | 0 | 0 | 0 | 0 | 0 | 0 | 0 | 0 | 0 | 0 | 0 | 0
4.4.2 | BMEP582040S + BMEP58CPROS3: M580 CPU redundant family 40 with remote and distributed I/O, plus Coprocessor | SCHNEIDER | ea |  | 3 | 1 | [16 empty] | 2 |  | 0 |  |  | 0 | 0 | 0 | 0 | 0 | 0 | 0 | 0 | 0 | 0 | 0 | 0 | 0 | 0 | 0 | 0 | 0 | 0 | 0
4.4.3 | BMXSDI1602: 16 Digital Safety 24 VDC positive logic input channels module (SIL3) | SCHNEIDER | ea |  | 7 | 1 | [16 empty] | 6 |  | 0 |  |  | 0 | 0 | 0 | 0 | 0 | 0 | 0 | 0 | 0 | 0 | 0 | 0 | 0 | 0 | 0 | 0 | 0 | 0 | 0
4.4.4 | BMXFTB2010 (16 Ch DI Safe): 20 way screw clamp terminal block | SCHNEIDER | ea |  | 7 | 1 | [16 empty] | 6 |  | 0 |  |  | 0 | 0 | 0 | 0 | 0 | 0 | 0 | 0 | 0 | 0 | 0 | 0 | 0 | 0 | 0 | 0 | 0 | 0 | 0
4.4.5 | BMXSDO0802: 8 Digital Safety 24 VDC 0.5A positive logic static output channels module (SIL3) | SCHNEIDER | ea |  | 12 | 1 | [16 empty] | 11 |  | 0 |  |  | 0 | 0 | 0 | 0 | 0 | 0 | 0 | 0 | 0 | 0 | 0 | 0 | 0 | 0 | 0 | 0 | 0 | 0 | 0
4.4.6 | BMXSRA0405: 4 Isolated Digital Safety 24 VDC 5A positive logic static output channels module (SIL2) | SCHNEIDER | ea |  | 0 | [19 empty] | 0 |  |  | 0 | 0 | 0 | 0 | 0 | 0 | 0 | 0 | 0 | 0 | 0 | 0 | 0 | 0 | 0 | 0 | 0 | 0 | 0
4.4.7 | BMXFTB2010 (8 Ch DO Safe): 20 way screw clamp terminal block | SCHNEIDER | ea |  | 12 | 1 | [16 empty] | 11 |  | 0 |  |  | 0 | 0 | 0 | 0 | 0 | 0 | 0 | 0 | 0 | 0 | 0 | 0 | 0 | 0 | 0 | 0 | 0 | 0 | 0
4.4.8 | BMXSAI0410: 4 Analog Safety current input isolated channels module | SCHNEIDER | ea |  | 11 | 1 | [16 empty] | 10 |  | 0 |  |  | 0 | 0 | 0 | 0 | 0 | 0 | 0 | 0 | 0 | 0 | 0 | 0 | 0 | 0 | 0 | 0 | 0 | 0 | 0
4.4.9 | BMXFTB2010 (4 Ch AI Safe): 20 way screw clamp terminal block | SCHNEIDER | ea |  | 11 | 1 | [16 empty] | 10 |  | 0 |  |  | 0 | 0 | 0 | 0 | 0 | 0 | 0 | 0 | 0 | 0 | 0 | 0 | 0 | 0 | 0 | 0 | 0 | 0 | 0
4.5 | Instrument Safety Isolators/Barriers |  |  |  | 29 | 0 | 0 | 0 | 0 | 0 | 0 | 1 | 3 | 0 | 0 | 10 | 8 | 0 | 0 | 3 | 0 | 4 | 0 | 0 | 0 | 0 | 0 | 0 | 0 | 0 | 0 | 0 | 0 | 0 | 0 | 0 | 0 | 0 | 0 | 0 | 0 | 0 | 0 | 0 | 0 | 0
4.5.1 | KFD2-CRG2-Ex1.D: Trip Amplifier (SIL 1) | P&F | ea |  | 29 | [6 empty] | 1 | 3 |  |  | 10 | 8 |  |  | 3 |  | 4 |  |  | 0 |  |  | 0 | 0 | 0 | 0 | 0 | 0 | 0 | 0 | 0 | 0 | 0 | 0 | 0 | 0 | 0 | 0 | 0 | 0 | 0
5 | PCS Panel Supply | Preferred Supplier |  |  |  | PH1 STAGE | NOC | SCC | HMI TRN | APT | MTN | ALR AV | RTR | LLA | TLR | ALR MP | WIR | WAO | KDL | SEC | SBG | KRP | IRP | PLMS | 0 | 0 | 0 | 0 | 0 | 0 | 0 | 0 | 0 | 0 | 0 | 0 | 0 | 0 | 0 | 0 | 0 | 0 | 0 | 0 | 0 | 0 |  | TRUE
5.1 | Panel Supply |  |  |  | 36 | 2 | 0 | 0 | 0 | 3 | 1 | 2 | 2 | 0 | 0 | 4 | 4 | 0 | 0 | 9 | 7 | 1 | 1 | 0 | 0 | 0 | 0 | 0 | 0 | 0 | 0 | 0 | 0 | 0 | 0 | 0 | 0 | 0 | 0 | 0 | 0 | 0 | 0 | 0 | 0 | 0
5.1.1 | PLC Panel Supply |  |  |  | 1 |  |  |  |  | 1 | [14 empty] | 0 |  |  | 0 | 0 | 0 | 0 | 0 | 0 | 0 | 0 | 0 | 0 | 0 | 0 | 0 | 0 | 0 | 0 | 0 | 0 | 0
5.1.2 | Remote PLC Panel Supply |  |  |  | 0 | [19 empty] | 0 |  |  | 0 | 0 | 0 | 0 | 0 | 0 | 0 | 0 | 0 | 0 | 0 | 0 | 0 | 0 | 0 | 0 | 0 | 0 | 0
5.1.3 | Metering Panel Supply |  |  |  | 2 |  |  |  |  | 1 |  |  | 1 | [11 empty] | 0 |  |  | 0 | 0 | 0 | 0 | 0 | 0 | 0 | 0 | 0 | 0 | 0 | 0 | 0 | 0 | 0 | 0 | 0 | 0 | 0
5.1.4 | Server Panel Supply |  |  |  | 10 | 1 |  |  |  | 1 | 1 | 1 | 1 |  |  |  | 1 |  |  | 1 | 1 | 1 | 1 |  | 0 |  |  | 0 | 0 | 0 | 0 | 0 | 0 | 0 | 0 | 0 | 0 | 0 | 0 | 0 | 0 | 0 | 0 | 0 | 0 | 0
5.1.5 | Test Panel Supply |  |  |  | 1 | 1 | [18 empty] | 0 |  |  | 0 | 0 | 0 | 0 | 0 | 0 | 0 | 0 | 0 | 0 | 0 | 0 | 0 | 0 | 0 | 0 | 0 | 0 | 0
5.1.5 | Electrical MV ET Panel Supply |  |  |  | 22 | [6 empty] | 1 |  |  |  | 4 | 3 |  |  | 8 | 6 |  |  |  | 0 |  |  | 0 | 0 | 0 | 0 | 0 | 0 | 0 | 0 | 0 | 0 | 0 | 0 | 0 | 0 | 0 | 0 | 0 | 0 | 0
6 | AOSYS 2018 PCS Services (SCADA, PLC) | Preferred Supplier |  |  |  | PH1 STAGE | NOC | SCC | HMI TRN | APT | MTN | ALR AV | RTR | LLA | TLR | ALR MP | WIR | WAO | KDL | SEC | SBG | KRP | IRP | PLMS | 0 | 0 | 0 | 0 | 0 | 0 | 0 | 0 | 0 | 0 | 0 | 0 | 0 | 0 | 0 | 0 | 0 | 0 | 0 | 0 | 0 | 0 |  | TRUE
6.1 | NOC-MCC (OASyS SCADA - Enterprise Edition) |  |  |  | 1 | 0 | 0 | 1 | 0 | 0 | 0 | 0 | 0 | 0 | 0 | 0 | 0 | 0 | 0 | 0 | 0 | 0 | 0 | 0 | 0 | 0 | 0 | 0 | 0 | 0 | 0 | 0 | 0 | 0 | 0 | 0 | 0 | 0 | 0 | 0 | 0 | 0 | 0 | 0 | 0 | 0
6.1.1 | Realtime Services – Hot | AVEVA | Lot |  | 0 | [19 empty] | 0 |  |  | 0 | 0 | 0 | 0 | 0 | 0 | 0 | 0 | 0 | 0 | 0 | 0 | 0 | 0 | 0 | 0 | 0 | 0 | 0
6.1.2 | Realtime Services – Standby | AVEVA | Lot |  | 0 | [19 empty] | 0 |  |  | 0 | 0 | 0 | 0 | 0 | 0 | 0 | 0 | 0 | 0 | 0 | 0 | 0 | 0 | 0 | 0 | 0 | 0 | 0
6.1.3 | Historical App Services – Hot | AVEVA | Lot |  | 0 | [19 empty] | 0 |  |  | 0 | 0 | 0 | 0 | 0 | 0 | 0 | 0 | 0 | 0 | 0 | 0 | 0 | 0 | 0 | 0 | 0 | 0 | 0
6.1.4 | Historical App Services – Standby | AVEVA | Lot |  | 0 | [19 empty] | 0 |  |  | 0 | 0 | 0 | 0 | 0 | 0 | 0 | 0 | 0 | 0 | 0 | 0 | 0 | 0 | 0 | 0 | 0 | 0 | 0
6.1.5 | Named Client License | AVEVA | Lot |  | 1 |  |  | 1 | [16 empty] | 0 |  |  | 0 | 0 | 0 | 0 | 0 | 0 | 0 | 0 | 0 | 0 | 0 | 0 | 0 | 0 | 0 | 0 | 0 | 0 | 0
6.1.6 | Engineering Station - Incl all required Services | AVEVA | Lot |  | 0 | [19 empty] | 0 |  |  | 0 | 0 | 0 | 0 | 0 | 0 | 0 | 0 | 0 | 0 | 0 | 0 | 0 | 0 | 0 | 0 | 0 | 0 | 0
6.1.7 | OASyS Enterprise OPC Server | AVEVA | Lot |  | 0 | [19 empty] | 0 |  |  | 0 | 0 | 0 | 0 | 0 | 0 | 0 | 0 | 0 | 0 | 0 | 0 | 0 | 0 | 0 | 0 | 0 | 0 | 0
6.1.8 | Playback Services | AVEVA | Lot |  | 0 | [19 empty] | 0 |  |  | 0 | 0 | 0 | 0 | 0 | 0 | 0 | 0 | 0 | 0 | 0 | 0 | 0 | 0 | 0 | 0 | 0 | 0 | 0
6.1.9 | OASyS Reporting Services | AVEVA | Lot |  | 0 | [19 empty] | 0 |  |  | 0 | 0 | 0 | 0 | 0 | 0 | 0 | 0 | 0 | 0 | 0 | 0 | 0 | 0 | 0 | 0 | 0 | 0 | 0
6.2 | NOC-DSS (OASyS SCADA - Enterprise Edition) |  |  |  | 1 | 0 | 0 | 0 | 0 | 1 | 0 | 0 | 0 | 0 | 0 | 0 | 0 | 0 | 0 | 0 | 0 | 0 | 0 | 0 | 0 | 0 | 0 | 0 | 0 | 0 | 0 | 0 | 0 | 0 | 0 | 0 | 0 | 0 | 0 | 0 | 0 | 0 | 0 | 0 | 0 | 0
6.2.1 | Pipeline Operations – Liquids – Decision Support Environment (incl Reporting) | AVEVA | Lot |  | 1 |  |  |  |  | 1 | [14 empty] | 0 |  |  | 0 | 0 | 0 | 0 | 0 | 0 | 0 | 0 | 0 | 0 | 0 | 0 | 0 | 0 | 0 | 0 | 0 | 0 | 0
6.3 | STATION (OASyS SCADA - Enterprise Edition) |  |  |  | 13 | 0 | 0 | 0 | 0 | 5 | 4 | 4 | 0 | 0 | 0 | 0 | 0 | 0 | 0 | 0 | 0 | 0 | 0 | 0 | 0 | 0 | 0 | 0 | 0 | 0 | 0 | 0 | 0 | 0 | 0 | 0 | 0 | 0 | 0 | 0 | 0 | 0 | 0 | 0 | 0 | 0
6.3.1 | Station OASyS – Hot | AVEVA | Lot |  | 3 |  |  |  |  | 1 | 1 | 1 | [12 empty] | 0 |  |  | 0 | 0 | 0 | 0 | 0 | 0 | 0 | 0 | 0 | 0 | 0 | 0 | 0 | 0 | 0 | 0 | 0 | 0 | 0
6.3.2 | Station OASyS – Standby | AVEVA | Lot |  | 1 |  |  |  |  | 1 | [14 empty] | 0 |  |  | 0 | 0 | 0 | 0 | 0 | 0 | 0 | 0 | 0 | 0 | 0 | 0 | 0 | 0 | 0 | 0 | 0 | 0 | 0
6.3.3 | Engineering Station - Incl all required Services | AVEVA | Lot |  | 3 |  |  |  |  | 1 | 1 | 1 | [12 empty] | 0 |  |  | 0 | 0 | 0 | 0 | 0 | 0 | 0 | 0 | 0 | 0 | 0 | 0 | 0 | 0 | 0 | 0 | 0 | 0 | 0
6.3.4 | Named Client License | AVEVA | Lot |  | 3 |  |  |  |  | 1 | 1 | 1 | [12 empty] | 0 |  |  | 0 | 0 | 0 | 0 | 0 | 0 | 0 | 0 | 0 | 0 | 0 | 0 | 0 | 0 | 0 | 0 | 0 | 0 | 0
6.3.5 | OASyS Reporting Services | AVEVA | Lot |  | 3 |  |  |  |  | 1 | 1 | 1 | [12 empty] | 0 |  |  | 0 | 0 | 0 | 0 | 0 | 0 | 0 | 0 | 0 | 0 | 0 | 0 | 0 | 0 | 0 | 0 | 0 | 0 | 0
6.4 | HMI TRAINER (OASyS SCADA - Enterprise Edition) |  |  |  | 0 | 0 | 0 | 0 | 0 | 0 | 0 | 0 | 0 | 0 | 0 | 0 | 0 | 0 | 0 | 0 | 0 | 0 | 0 | 0 | 0 | 0 | 0 | 0 | 0 | 0 | 0 | 0 | 0 | 0 | 0 | 0 | 0 | 0 | 0 | 0 | 0 | 0 | 0 | 0 | 0 | 0
6.4.1 | Station OASyS - Administrator | AVEVA | Lot |  | 0 | [19 empty] | 0 |  |  | 0 | 0 | 0 | 0 | 0 | 0 | 0 | 0 | 0 | 0 | 0 | 0 | 0 | 0 | 0 | 0 | 0 | 0 | 0
6.4.2 | Engineering Station - Incl all required Services | AVEVA | Lot |  | 0 | [19 empty] | 0 |  |  | 0 | 0 | 0 | 0 | 0 | 0 | 0 | 0 | 0 | 0 | 0 | 0 | 0 | 0 | 0 | 0 | 0 | 0 | 0
6.4.3 | Named Client License | AVEVA | Lot |  | 0 | [19 empty] | 0 |  |  | 0 | 0 | 0 | 0 | 0 | 0 | 0 | 0 | 0 | 0 | 0 | 0 | 0 | 0 | 0 | 0 | 0 | 0 | 0
6.4.4 | Historical Database Server | AVEVA | Lot |  | 0 | [19 empty] | 0 |  |  | 0 | 0 | 0 | 0 | 0 | 0 | 0 | 0 | 0 | 0 | 0 | 0 | 0 | 0 | 0 | 0 | 0 | 0 | 0
6.4.5 | OASyS Reporting Services | AVEVA | Lot |  | 0 | [19 empty] | 0 |  |  | 0 | 0 | 0 | 0 | 0 | 0 | 0 | 0 | 0 | 0 | 0 | 0 | 0 | 0 | 0 | 0 | 0 | 0 | 0
6.5 | CUSTODY METERING (OASyS SCADA - Enterprise Edition) |  |  |  | 2 | 0 | 0 | 0 | 0 | 2 | 0 | 0 | 0 | 0 | 0 | 0 | 0 | 0 | 0 | 0 | 0 | 0 | 0 | 0 | 0 | 0 | 0 | 0 | 0 | 0 | 0 | 0 | 0 | 0 | 0 | 0 | 0 | 0 | 0 | 0 | 0 | 0 | 0 | 0 | 0 | 0
6.5.1 | Pipeline Operations - Liquids – Flow Computer Management (FCM) | AVEVA | Lot |  | 1 |  |  |  |  | 1 | [14 empty] | 0 |  |  | 0 | 0 | 0 | 0 | 0 | 0 | 0 | 0 | 0 | 0 | 0 | 0 | 0 | 0 | 0 | 0 | 0 | 0 | 0
6.5.2 | Pipeline Operations - Liquids – BTM connector to Flow Computer Management | AVEVA | Lot |  | 1 |  |  |  |  | 1 | [14 empty] | 0 |  |  | 0 | 0 | 0 | 0 | 0 | 0 | 0 | 0 | 0 | 0 | 0 | 0 | 0 | 0 | 0 | 0 | 0 | 0 | 0
6.5.3 | Pipeline Operations - Liquids – Tank Management Application | AVEVA | Lot |  | 0 | [19 empty] | 0 |  |  | 0 | 0 | 0 | 0 | 0 | 0 | 0 | 0 | 0 | 0 | 0 | 0 | 0 | 0 | 0 | 0 | 0 | 0 | 0
6.6 | PIPELINE MONITORING |  |  |  | 1 | 0 | 0 | 0 | 0 | 0 | 0 | 0 | 0 | 0 | 0 | 0 | 0 | 0 | 0 | 0 | 0 | 0 | 0 | 1 | 0 | 0 | 0 | 0 | 0 | 0 | 0 | 0 | 0 | 0 | 0 | 0 | 0 | 0 | 0 | 0 | 0 | 0 | 0 | 0 | 0 | 0
6.6.1 | Pipeline Operations – Liquids – Leak Detection | AVEVA | Lot |  | 1 | [18 empty] | 1 | 0 |  |  | 0 | 0 | 0 | 0 | 0 | 0 | 0 | 0 | 0 | 0 | 0 | 0 | 0 | 0 | 0 | 0 | 0 | 0 | 0
6.6.2 | Pipeline Operations – Liquids – Batch Tracking | AVEVA | Lot |  | 0 | [19 empty] | 0 |  |  | 0 | 0 | 0 | 0 | 0 | 0 | 0 | 0 | 0 | 0 | 0 | 0 | 0 | 0 | 0 | 0 | 0 | 0 | 0
6.6.3 | Pipeline Operations – Liquids – Theft Detection | AVEVA | Lot |  | 0 | [19 empty] | 0 |  |  | 0 | 0 | 0 | 0 | 0 | 0 | 0 | 0 | 0 | 0 | 0 | 0 | 0 | 0 | 0 | 0 | 0 | 0 | 0
6.6.4 | Pipeline Operations – Liquids – Pig Tracking | AVEVA | Lot |  | 0 | [19 empty] | 0 |  |  | 0 | 0 | 0 | 0 | 0 | 0 | 0 | 0 | 0 | 0 | 0 | 0 | 0 | 0 | 0 | 0 | 0 | 0 | 0
6.7 | PLC Licenses |  |  |  | 0 | 0 | 0 | 0 | 0 | 0 | 0 | 0 | 0 | 0 | 0 | 0 | 0 | 0 | 0 | 0 | 0 | 0 | 0 | 0 | 0 | 0 | 0 | 0 | 0 | 0 | 0 | 0 | 0 | 0 | 0 | 0 | 0 | 0 | 0 | 0 | 0 | 0 | 0 | 0 | 0 | 0
6.7.1 | Control Expert XL Entity Licence | SCHNEIDER CEXSPUCZXEPMZZ | Lot |  | 0 | [19 empty] | 0 |  |  | 0 | 0 | 0 | 0 | 0 | 0 | 0 | 0 | 0 | 0 | 0 | 0 | 0 | 0 | 0 | 0 | 0 | 0 | 0
6 | AES202x PCS Services (SCADA, PLC) | Preferred Supplier |  |  |  | PH1 STAGE | NOC | SCC | HMI TRN | APT | MTN | ALR AV | RTR | LLA | TLR | ALR MP | WIR | WAO | KDL | SEC | SBG | KRP | IRP | PLMS | 0 | 0 | 0 | 0 | 0 | 0 | 0 | 0 | 0 | 0 | 0 | 0 | 0 | 0 | 0 | 0 | 0 | 0 | 0 | 0 | 0 | 0 |  | TRUE
7.1 | NOC-MCC (AES202x SCADA - Enterprise Edition) |  |  |  | 18 | 9 | 9 | 0 | 0 | 0 | 0 | 0 | 0 | 0 | 0 | 0 | 0 | 0 | 0 | 0 | 0 | 0 | 0 | 0 | 0 | 0 | 0 | 0 | 0 | 0 | 0 | 0 | 0 | 0 | 0 | 0 | 0 | 0 | 0 | 0 | 0 | 0 | 0 | 0 | 0 | 0
7.1.1 | Realtime Services – Hot | AVEVA | Lot |  | 2 | 1 | 1 | [17 empty] | 0 |  |  | 0 | 0 | 0 | 0 | 0 | 0 | 0 | 0 | 0 | 0 | 0 | 0 | 0 | 0 | 0 | 0 | 0 | 0 | 0
7.1.2 | Realtime Services – Standby | AVEVA | Lot |  | 2 | 1 | 1 | [17 empty] | 0 |  |  | 0 | 0 | 0 | 0 | 0 | 0 | 0 | 0 | 0 | 0 | 0 | 0 | 0 | 0 | 0 | 0 | 0 | 0 | 0
7.1.3 | Historical App Services – Hot | AVEVA | Lot |  | 2 | 1 | 1 | [17 empty] | 0 |  |  | 0 | 0 | 0 | 0 | 0 | 0 | 0 | 0 | 0 | 0 | 0 | 0 | 0 | 0 | 0 | 0 | 0 | 0 | 0
7.1.4 | Historical App Services – Standby | AVEVA | Lot |  | 2 | 1 | 1 | [17 empty] | 0 |  |  | 0 | 0 | 0 | 0 | 0 | 0 | 0 | 0 | 0 | 0 | 0 | 0 | 0 | 0 | 0 | 0 | 0 | 0 | 0
7.1.5 | Named Client License | AVEVA | Lot |  | 2 | 1 | 1 | [17 empty] | 0 |  |  | 0 | 0 | 0 | 0 | 0 | 0 | 0 | 0 | 0 | 0 | 0 | 0 | 0 | 0 | 0 | 0 | 0 | 0 | 0
7.1.6 | Engineering Station - Incl all required Services | AVEVA | Lot |  | 2 | 1 | 1 | [17 empty] | 0 |  |  | 0 | 0 | 0 | 0 | 0 | 0 | 0 | 0 | 0 | 0 | 0 | 0 | 0 | 0 | 0 | 0 | 0 | 0 | 0
7.1.7 | AES202x Enterprise OPC Server | AVEVA | Lot |  | 2 | 1 | 1 | [17 empty] | 0 |  |  | 0 | 0 | 0 | 0 | 0 | 0 | 0 | 0 | 0 | 0 | 0 | 0 | 0 | 0 | 0 | 0 | 0 | 0 | 0
7.1.8 | Playback Services | AVEVA | Lot |  | 2 | 1 | 1 | [17 empty] | 0 |  |  | 0 | 0 | 0 | 0 | 0 | 0 | 0 | 0 | 0 | 0 | 0 | 0 | 0 | 0 | 0 | 0 | 0 | 0 | 0
7.1.9 | AES202x Reporting Services | AVEVA | Lot |  | 2 | 1 | 1 | [17 empty] | 0 |  |  | 0 | 0 | 0 | 0 | 0 | 0 | 0 | 0 | 0 | 0 | 0 | 0 | 0 | 0 | 0 | 0 | 0 | 0 | 0
7.2 | NOC-DSS (AES202x SCADA - Enterprise Edition) |  |  |  | 2 | 1 | 1 | 0 | 0 | 0 | 0 | 0 | 0 | 0 | 0 | 0 | 0 | 0 | 0 | 0 | 0 | 0 | 0 | 0 | 0 | 0 | 0 | 0 | 0 | 0 | 0 | 0 | 0 | 0 | 0 | 0 | 0 | 0 | 0 | 0 | 0 | 0 | 0 | 0 | 0 | 0
7.2.1 | Pipeline Operations – Liquids – Decision Support Environment (incl Reporting) | AVEVA | Lot |  | 2 | 1 | 1 | [17 empty] | 0 |  |  | 0 | 0 | 0 | 0 | 0 | 0 | 0 | 0 | 0 | 0 | 0 | 0 | 0 | 0 | 0 | 0 | 0 | 0 | 0
7.3 | STATION (AES202x SCADA - Enterprise Edition) |  |  |  | 54 | 0 | 0 | 0 | 0 | 0 | 0 | 0 | 5 | 5 | 5 | 5 | 5 | 5 | 4 | 5 | 5 | 5 | 5 | 0 | 0 | 0 | 0 | 0 | 0 | 0 | 0 | 0 | 0 | 0 | 0 | 0 | 0 | 0 | 0 | 0 | 0 | 0 | 0 | 0 | 0 | 0
7.3.1 | Station AES202x – Hot | AVEVA | Lot |  | 11 | [7 empty] | 1 | 1 | 1 | 1 | 1 | 1 | 1 | 1 | 1 | 1 | 1 |  | 0 |  |  | 0 | 0 | 0 | 0 | 0 | 0 | 0 | 0 | 0 | 0 | 0 | 0 | 0 | 0 | 0 | 0 | 0 | 0 | 0
7.3.2 | Station AES202x – Standby | AVEVA | Lot |  | 10 | [7 empty] | 1 | 1 | 1 | 1 | 1 | 1 |  | 1 | 1 | 1 | 1 |  | 0 |  |  | 0 | 0 | 0 | 0 | 0 | 0 | 0 | 0 | 0 | 0 | 0 | 0 | 0 | 0 | 0 | 0 | 0 | 0 | 0
7.3.3 | Engineering Station - Incl all required Services | AVEVA | Lot |  | 11 | [7 empty] | 1 | 1 | 1 | 1 | 1 | 1 | 1 | 1 | 1 | 1 | 1 |  | 0 |  |  | 0 | 0 | 0 | 0 | 0 | 0 | 0 | 0 | 0 | 0 | 0 | 0 | 0 | 0 | 0 | 0 | 0 | 0 | 0
7.3.4 | Named Client License | AVEVA | Lot |  | 11 | [7 empty] | 1 | 1 | 1 | 1 | 1 | 1 | 1 | 1 | 1 | 1 | 1 |  | 0 |  |  | 0 | 0 | 0 | 0 | 0 | 0 | 0 | 0 | 0 | 0 | 0 | 0 | 0 | 0 | 0 | 0 | 0 | 0 | 0
7.3.5 | AES202x Reporting Services | AVEVA | Lot |  | 11 | [7 empty] | 1 | 1 | 1 | 1 | 1 | 1 | 1 | 1 | 1 | 1 | 1 |  | 0 |  |  | 0 | 0 | 0 | 0 | 0 | 0 | 0 | 0 | 0 | 0 | 0 | 0 | 0 | 0 | 0 | 0 | 0 | 0 | 0
7.4 | HMI TRAINER (AES202x SCADA - Enterprise Edition) |  |  |  | 5 | 0 | 0 | 0 | 5 | 0 | 0 | 0 | 0 | 0 | 0 | 0 | 0 | 0 | 0 | 0 | 0 | 0 | 0 | 0 | 0 | 0 | 0 | 0 | 0 | 0 | 0 | 0 | 0 | 0 | 0 | 0 | 0 | 0 | 0 | 0 | 0 | 0 | 0 | 0 | 0 | 0
7.4.1 | Station AES202x - Administrator | AVEVA | Lot |  | 1 |  |  |  | 1 | [15 empty] | 0 |  |  | 0 | 0 | 0 | 0 | 0 | 0 | 0 | 0 | 0 | 0 | 0 | 0 | 0 | 0 | 0 | 0 | 0 | 0 | 0
7.4.2 | Engineering Station - Incl all required Services | AVEVA | Lot |  | 1 |  |  |  | 1 | [15 empty] | 0 |  |  | 0 | 0 | 0 | 0 | 0 | 0 | 0 | 0 | 0 | 0 | 0 | 0 | 0 | 0 | 0 | 0 | 0 | 0 | 0
7.4.3 | Named Client License | AVEVA | Lot |  | 1 |  |  |  | 1 | [15 empty] | 0 |  |  | 0 | 0 | 0 | 0 | 0 | 0 | 0 | 0 | 0 | 0 | 0 | 0 | 0 | 0 | 0 | 0 | 0 | 0 | 0
7.4.4 | Historical Database Server | AVEVA | Lot |  | 1 |  |  |  | 1 | [15 empty] | 0 |  |  | 0 | 0 | 0 | 0 | 0 | 0 | 0 | 0 | 0 | 0 | 0 | 0 | 0 | 0 | 0 | 0 | 0 | 0 | 0
7.4.5 | AES202x Reporting Services | AVEVA | Lot |  | 1 |  |  |  | 1 | [15 empty] | 0 |  |  | 0 | 0 | 0 | 0 | 0 | 0 | 0 | 0 | 0 | 0 | 0 | 0 | 0 | 0 | 0 | 0 | 0 | 0 | 0
7.5 | CUSTODY METERING (AES202x SCADA - Enterprise Edition) |  |  |  | 19 | 0 | 0 | 0 | 0 | 0 | 0 | 0 | 2 | 2 | 3 | 2 | 2 | 2 | 0 | 2 | 2 | 2 | 0 | 0 | 0 | 0 | 0 | 0 | 0 | 0 | 0 | 0 | 0 | 0 | 0 | 0 | 0 | 0 | 0 | 0 | 0 | 0 | 0 | 0 | 0 | 0
7.5.1 | Pipeline Operations - Liquids – Flow Computer Management (FCM) | AVEVA | Lot |  | 9 | [7 empty] | 1 | 1 | 1 | 1 | 1 | 1 |  | 1 | 1 | 1 |  |  | 0 |  |  | 0 | 0 | 0 | 0 | 0 | 0 | 0 | 0 | 0 | 0 | 0 | 0 | 0 | 0 | 0 | 0 | 0 | 0 | 0
7.5.2 | Pipeline Operations - Liquids – BTM connector to Flow Computer Management | AVEVA | Lot |  | 9 | [7 empty] | 1 | 1 | 1 | 1 | 1 | 1 |  | 1 | 1 | 1 |  |  | 0 |  |  | 0 | 0 | 0 | 0 | 0 | 0 | 0 | 0 | 0 | 0 | 0 | 0 | 0 | 0 | 0 | 0 | 0 | 0 | 0
7.5.3 | Pipeline Operations - Liquids – Tank Management Application | AVEVA | Lot |  | 1 | [9 empty] | 1 | [9 empty] | 0 |  |  | 0 | 0 | 0 | 0 | 0 | 0 | 0 | 0 | 0 | 0 | 0 | 0 | 0 | 0 | 0 | 0 | 0 | 0 | 0
7.6 | PIPELINE MONITORING |  |  |  | 4 | 0 | 0 | 0 | 0 | 0 | 0 | 0 | 0 | 0 | 0 | 0 | 0 | 0 | 0 | 0 | 0 | 0 | 0 | 4 | 0 | 0 | 0 | 0 | 0 | 0 | 0 | 0 | 0 | 0 | 0 | 0 | 0 | 0 | 0 | 0 | 0 | 0 | 0 | 0 | 0 | 0
7.6.1 | Pipeline Operations – Liquids – Leak Detection | AVEVA | Lot |  | 1 | [18 empty] | 1 | 0 |  |  | 0 | 0 | 0 | 0 | 0 | 0 | 0 | 0 | 0 | 0 | 0 | 0 | 0 | 0 | 0 | 0 | 0 | 0 | 0
7.6.2 | Pipeline Operations – Liquids – Batch Tracking | AVEVA | Lot |  | 1 | [18 empty] | 1 | 0 |  |  | 0 | 0 | 0 | 0 | 0 | 0 | 0 | 0 | 0 | 0 | 0 | 0 | 0 | 0 | 0 | 0 | 0 | 0 | 0
7.6.3 | Pipeline Operations – Liquids – Theft Detection | AVEVA | Lot |  | 1 | [18 empty] | 1 | 0 |  |  | 0 | 0 | 0 | 0 | 0 | 0 | 0 | 0 | 0 | 0 | 0 | 0 | 0 | 0 | 0 | 0 | 0 | 0 | 0
7.7.4 | Pipeline Operations – Liquids – Pig Tracking | AVEVA | Lot |  | 1 | [18 empty] | 1 | 0 |  |  | 0 | 0 | 0 | 0 | 0 | 0 | 0 | 0 | 0 | 0 | 0 | 0 | 0 | 0 | 0 | 0 | 0 | 0 | 0
7.7 | PLC Licenses |  |  |  | 12 | 0 | 0 | 0 | 1 | 0 | 0 | 0 | 1 | 1 | 1 | 1 | 1 | 1 | 1 | 1 | 1 | 1 | 1 | 0 | 0 | 0 | 0 | 0 | 0 | 0 | 0 | 0 | 0 | 0 | 0 | 0 | 0 | 0 | 0 | 0 | 0 | 0 | 0 | 0 | 0 | 0
7.7.1 | Control Expert XL Entity Licence | SCHNEIDER CEXSPUCZXEPMZZ | Lot |  | 12 |  |  |  | 1 |  |  |  | 1 | 1 | 1 | 1 | 1 | 1 | 1 | 1 | 1 | 1 | 1 |  | 0 |  |  | 0 | 0 | 0 | 0 | 0 | 0 | 0 | 0 | 0 | 0 | 0 | 0 | 0 | 0 | 0 | 0 | 0 | 0 | 0
8 | Additional Services (SCADA, PLC) | Preferred Supplier |  |  |  | PH1 STAGE | NOC | SCC | HMI TRN | APT | MTN | ALR AV | RTR | LLA | TLR | ALR MP | WIR | WAO | KDL | SEC | SBG | KRP | IRP | PLMS | 0 | 0 | 0 | 0 | 0 | 0 | 0 | 0 | 0 | 0 | 0 | 0 | 0 | 0 | 0 | 0 | 0 | 0 | 0 | 0 | 0 | 0 |  | TRUE
8.1 | OPC Bridge |  |  |  | 2 | 0 | 2 | 0 | 0 | 0 | 0 | 0 | 0 | 0 | 0 | 0 | 0 | 0 | 0 | 0 | 0 | 0 | 0 | 0 | 0 | 0 | 0 | 0 | 0 | 0 | 0 | 0 | 0 | 0 | 0 | 0 | 0 | 0 | 0 | 0 | 0 | 0 | 0 | 0 | 0 | 0
8.1.1 | OPC Bridge Software | AVEVA | ea |  | 1 |  | 1 | [17 empty] | 0 |  |  | 0 | 0 | 0 | 0 | 0 | 0 | 0 | 0 | 0 | 0 | 0 | 0 | 0 | 0 | 0 | 0 | 0 | 0 | 0
8.1.2 | OPC Bridge Software (Upgrade) |  | ea |  | 1 |  | 1 | [17 empty] | 0 |  |  | 0 | 0 | 0 | 0 | 0 | 0 | 0 | 0 | 0 | 0 | 0 | 0 | 0 | 0 | 0 | 0 | 0 | 0 | 0
8.2 | Diagnostic Tools |  |  |  | 17 | 0 | 2 | 0 | 1 | 1 | 1 | 1 | 1 | 1 | 1 | 1 | 1 | 1 | 1 | 1 | 1 | 1 | 1 | 0 | 0 | 0 | 0 | 0 | 0 | 0 | 0 | 0 | 0 | 0 | 0 | 0 | 0 | 0 | 0 | 0 | 0 | 0 | 0 | 0 | 0 | 0
8.2.1 | ACRONIS Backup Tool | AVEVA | ea |  | 16 |  | 1 |  | 1 | 1 | 1 | 1 | 1 | 1 | 1 | 1 | 1 | 1 | 1 | 1 | 1 | 1 | 1 |  | 0 |  |  | 0 | 0 | 0 | 0 | 0 | 0 | 0 | 0 | 0 | 0 | 0 | 0 | 0 | 0 | 0 | 0 | 0 | 0 | 0
8.2.2 | Microsoft Extra ID Diagnostics Audit Tool |  | ea |  | 1 |  | 1 | [17 empty] | 0 |  |  | 0 | 0 | 0 | 0 | 0 | 0 | 0 | 0 | 0 | 0 | 0 | 0 | 0 | 0 | 0 | 0 | 0 | 0 | 0
Note on M110: [Threaded comment] Your version of Excel allows you to read this threaded comment; however, any edits to it will get removed if the file is opened in a newer version of Excel. Learn more: https://go.microsoft.com/fwlink/?linkid=870924 Comment: 8 x TOF and 3 x LOP

## Resource Rates
| Grade | Role Description | Rate ZAR/h | Rate US$/h (Exch Rate: xx.xx) | Rate EURO/h (Exch Rate: xx.xx)
South African | SA01 | Project Director | 0
| SA02 | Project Manager | 0
| SA03 | Project Engineer | 0
| SA04 | Site Manager | 0
| SA05 | SHE Specialist | 0
| SA06 | Senior Control Engineer | 0
| SA07 | Control Engineer | 0
| SA08 | Junior Control Engineer | 0
| SA09 | Technician | 0
| SA10 | Junior Technician | 0
| SA11 | Project Planner | 0
| SA12 | CAD Operator | 0
| SA13 | Project Support Co-ordinators | 0
International | IN01 | Project Director |  | 0 | 0
| IN02 | Project Manager |  | 0 | 0
| IN03 | Project Engineer |  | 0 | 0
| IN04 | Site Manager |  | 0 | 0
| IN05 | SHE Specialist |  | 0 | 0
| IN06 | Senior Control Engineer |  | 0 | 0
| IN07 | Control Engineer |  | 0 | 0
| IN08 | Junior Control Engineer |  | 0 | 0
| IN09 | Technician |  | 0 | 0
| IN10 | Junior Technician |  | 0 | 0
| IN11 | Project Planner |  | 0 | 0
| IN12 | CAD Operator |  | 0 | 0
| IN13 | Project Support Co-ordinators |  | 0 | 0

## Activity Schedule Coding (hidden)
EXECUTION PHASE 2 | MCC ZAR | SCC ZAR | HMI Trainer ZAR | Airport ZAR | Meyerton ZAR | Alrode Avtur ZAR | Rustenburg ZAR | Langlaagte ZAR | Tarlton ZAR | Alrode Multi-Product ZAR | PL0,MBV4 ZAR | PL2,MBV ZAR | PL3 MBV ZAR | Witbank ZAR | Waltloo ZAR | Kendal ZAR | Secunda ZAR | PL4 MBV ZAR | Sasolburg ZAR | Klerksdorp ZAR | TLR IRP ZAR
Project, Quality and Safety Management | 2A.MCC.1.1 | 0 | 0 | 0 | 2A.MTN.1 | 0 | 0 | 0 | 0 | 0 | 0 | 0 | 0 | 0 | 0 | 0 | 0 | 0 | 0 | 0 | 0
Project Management | 0 | 0 | 0 | 0 | 2A.MTN.1.1 | 0 | 0 | 0 | 0 | 0 | 0 | 0 | 0 | 0 | 0 | 0 | 0 | 0 | 0 | 0 | 0
Monthly Programme (Schedule) Update |  |  |  |  | 2A.MTN.1.1.01
Monthly Cost Report |  |  |  |  | 2A.MTN.1.1.02
Monthly Cashflow Forecast |  |  |  |  | 2A.MTN.1.1.03
Monthly Project Risk Register Update |  |  |  |  | 2A.MTN.1.1.04
Monthly Document and Drawing Register Update |  |  |  |  | 2A.MTN.1.1.05
Monthly Progress Report |  |  |  |  | 2A.MTN.1.1.06
Quality Management | 0 | 0 | 0 | 0 | 2A.MTN.1.2 | 0 | 0 | 0 | 0 | 0 | 0 | 0 | 0 | 0 | 0 | 0 | 0 | 0 | 0 | 0 | 0
Monthly Progress of QCP's |  |  |  |  | 2A.MTN.1.2.01
Monthly Quality Management Report |  |  |  |  | 2A.MTN.1.2.02
Safety Management | 0 | 0 | 0 | 0 | 2A.MTN.1.3 | 0 | 0 | 0 | 0 | 0 | 0 | 0 | 0 | 0 | 0 | 0 | 0 | 0 | 0 | 0 | 0
Safety Management activities and records |  |  |  |  | 2A.MTN.1.3.01
Management and supervision of E&I Installation Works | 0 | 0 | 0 | 0 | 2A.MTN.1.4 | 0 | 0 | 0 | 0 | 0 | 0 | 0 | 0 | 0 | 0 | 0 | 0 | 0 | 0 | 0 | 0
Management and supervision of E&I Installation Works |  |  |  |  | 2A.MTN.1.4.01
Preparation and approval of Site Safety Files |  |  |  |  | 2A.MTN.1.4.02
PCS/CMS System Engineering | 0 | 0 | 0 | 0 | 2A.MTN.2 | 0 | 0 | 0 | 0 | 0 | 0 | 0 | 0 | 0 | 0 | 0 | 0 | 0 | 0 | 0 | 0
PCS/CMS System Engineering (Inland Stations) | 0 | 0 | 0 | 0 | 2A.MTN.2.1 | 0 | 0 | 0 | 0 | 0 | 0 | 0 | 0 | 0 | 0 | 0 | 0 | 0 | 0 | 0 | 0
SCADA Architecture Designs (13x) |  |  |  |  | 2A.MTN.2.1.01
PLC Architecture Designs (13x) |  |  |  |  | 2A.MTN.2.1.02
Network Topology Designs (13x) |  |  |  |  | 2A.MTN.2.1.03
PCS BOQs (13x) |  |  |  |  | 2A.MTN.2.1.04
Field Equipment BOQs (13x) |  |  |  |  | 2A.MTN.2.1.05
Station PLC FDS (13x) |  |  |  |  | 2A.MTN.2.1.06
AES202x\OASyS 2018 SCADA FDS |  |  |  |  | 2A.MTN.2.1.07
Station Configuration Sheets (13 sets) |  |  |  |  | 2A.MTN.2.1.08
Commissioning and Maintenance Spares Lists |  |  |  |  | 2A.MTN.2.1.09
Panel Design Inputs |  |  |  |  | 2A.MTN.2.1.10
Loop Design Inputs |  |  |  |  | 2A.MTN.2.1.11
Hardware Product Standards |  |  |  |  | 2A.MTN.2.1.12
PCS/CMS System Engineering (MCC) | 0 | 0 | 0 | 0 | 2A.MTN.2.2 | 0 | 0 | 0 | 0 | 0 | 0 | 0 | 0 | 0 | 0 | 0 | 0 | 0 | 0 | 0 | 0
SCADA Architecture Designs (1 set) |  |  |  |  | 2A.MTN.2.2.01
Network Topology Designs (1 set) |  |  |  |  | 2A.MTN.2.2.02
PCS BOQs (1x) |  |  |  |  | 2A.MTN.2.2.03
AES202x\OASyS 2018 SCADA FDS |  |  |  |  | 2A.MTN.2.2.04
MCC Configuration Sheets (1 sets) |  |  |  |  | 2A.MTN.2.2.05
Videowall Patching and Topology (1x) |  |  |  |  | 2A.MTN.2.2.06
Firewall Configuration and specification |  |  |  |  | 2A.MTN.2.2.07
Commissioning and Maintenance Spares Lists |  |  |  |  | 2A.MTN.2.2.08
Diagnostics Systems FDS and configuration |  |  |  |  | 2A.MTN.2.2.09
PCS/CMS System Engineering (SCC) | 0 | 0 | 0 | 0 | 2A.MTN.2.3 | 0 | 0 | 0 | 0 | 0 | 0 | 0 | 0 | 0 | 0 | 0 | 0 | 0 | 0 | 0 | 0
SCADA Architecture Designs |  |  |  |  | 2A.MTN.2.3.01
Network Topology Designs |  |  |  |  | 2A.MTN.2.3.02
PCS BOQs |  |  |  |  | 2A.MTN.2.3.03
AES202x FDS |  |  |  |  | 2A.MTN.2.3.04
Desk Patching Topology |  |  |  |  | 2A.MTN.2.3.05
SCC Configuration Sheets |  |  |  |  | 2A.MTN.2.3.06
PCS/CMS System Engineering (HMI Trainer) | 0 | 0 | 0 | 0 | 2A.MTN.2.4 | 0 | 0 | 0 | 0 | 0 | 0 | 0 | 0 | 0 | 0 | 0 | 0 | 0 | 0 | 0 | 0
SCADA\PLC (soft) Architecture Designs |  |  |  |  | 2A.MTN.2.4.01
Network Topology Designs |  |  |  |  | 2A.MTN.2.4.02
PCS BOQs (1x) |  |  |  |  | 2A.MTN.2.4.03
AES HMI Trainer FDS |  |  |  |  | 2A.MTN.2.4.04
HMI Trainer Configuration Sheets |  |  |  |  | 2A.MTN.2.4.05
HMI Trainer OASyS\AES2x Changeover Procedure |  |  |  |  | 2A.MTN.2.4.06
PCS/CMS Software Development, Integration and Testing | 0 | 0 | 0 | 0 | 2A.MTN.3 | 0 | 0 | 0 | 0 | 0 | 0 | 0 | 0 | 0 | 0 | 0 | 0 | 0 | 0 | 0 | 0
OASyS/AES202x Specifications and Plans | 0 | 0 | 0 | 0 | 2A.MTN.3.1 | 0 | 0 | 0 | 0 | 0 | 0 | 0 | 0 | 0 | 0 | 0 | 0 | 0 | 0 | 0 | 0
OASyS PLC FDS (13x) |  |  |  |  | 2A.MTN.3.1.01
SCADA FDS (2x) |  |  |  |  | 2A.MTN.3.1.02
Station Masterfile (13x) |  |  |  |  | 2A.MTN.3.1.03
Flow Computer Configuration Records |  |  |  |  | 2A.MTN.3.1.04
Equipment Checksheets |  |  |  |  | 2A.MTN.3.1.05
Station MODBUS Map (13x) |  |  |  |  | 2A.MTN.3.1.06
Station Software Development | 0 | 0 | 0 | 0 | 2A.MTN.3.2 | 0 | 0 | 0 | 0 | 0 | 0 | 0 | 0 | 0 | 0 | 0 | 0 | 0 | 0 | 0 | 0
Station System Staging |  |  |  |  | 2A.MTN.3.2.01
Station Software Development |  |  |  |  | 2A.MTN.3.2.02
Station Software Backups |  |  |  |  | 2A.MTN.3.2.03
Software Testing | 0 | 0 | 0 | 0 | 2A.MTN.3.3 | 0 | 0 | 0 | 0 | 0 | 0 | 0 | 0 | 0 | 0 | 0 | 0 | 0 | 0 | 0 | 0
Station PLC Code Review Report (13x) |  |  |  |  | 2A.MTN.3.3.01
Station SCADA Code Review Report (13x) |  |  |  |  | 2A.MTN.3.3.02
SCADA HMI Graphics Report (13x) incl Linewide |  |  |  |  | 2A.MTN.3.3.03
FAT Procedure (13x) |  |  |  |  | 2A.MTN.3.3.04
Station HMI Graphics Review |  |  |  |  | 2A.MTN.3.3.05
Thinslice Records |  |  |  |  | 2A.MTN.3.3.06
iFAT Records (13x) |  |  |  |  | 2A.MTN.3.3.07
cFAT Records (13x) |  |  |  |  | 2A.MTN.3.3.08
Anomaly Lists and Correction Records |  |  |  |  | 2A.MTN.3.3.09
PCS/CMS Procurement | 0 | 0 | 0 | 0 | 2A.MTN.4 | 0 | 0 | 0 | 0 | 0 | 0 | 0 | 0 | 0 | 0 | 0 | 0 | 0 | 0 | 0 | 0
Procurement of PCS/CMS Hardware | 0 | 0 | 0 | 0 | 2A.MTN.4.1 | 0 | 0 | 0 | 0 | 0 | 0 | 0 | 0 | 0 | 0 | 0 | 0 | 0 | 0 | 0 | 0
SCADA Harware Procurement |  |  |  |  | 2A.MTN.4.1.01
PLC Hardware Procurement |  |  |  |  | 2A.MTN.4.1.02
PCS/CMS Panel Procurement |  |  |  |  | 2A.MTN.4.1.03
Server Panel Procurement |  |  |  |  | 2A.MTN.4.1.04
MV/LV Remote IO Interface Procurement |  |  |  |  | 2A.MTN.4.1.05
Material Management Schedule |  |  |  |  | 2A.MTN.4.1.06
Procurement Tracking Register |  |  |  |  | 2A.MTN.4.1.07
Fabrication, Testing, Delivery of Panels | 0 | 0 | 0 | 0 | 2A.MTN.4.2 | 0 | 0 | 0 | 0 | 0 | 0 | 0 | 0 | 0 | 0 | 0 | 0 | 0 | 0 | 0 | 0
FAT Procedures |  |  |  |  | 2A.MTN.4.2.01
iFAT and Records |  |  |  |  | 2A.MTN.4.2.02
cFAT and Records |  |  |  |  | 2A.MTN.4.2.03
Redline Panel Drawings |  |  |  |  | 2A.MTN.4.2.04
Delivery |  |  |  |  | 2A.MTN.4.2.05
E&I Installation Contractor Appointment | 0 | 0 | 0 | 0 | 2A.MTN.4.3 | 0 | 0 | 0 | 0 | 0 | 0 | 0 | 0 | 0 | 0 | 0 | 0 | 0 | 0 | 0 | 0
E&I Installation Contractor Appointment |  |  |  |  | 2A.MTN.4.3.01
Installation Commissioning and Handover | 0 | 0 | 0 | 0 | 2A.MTN.5 | 0 | 0 | 0 | 0 | 0 | 0 | 0 | 0 | 0 | 0 | 0 | 0 | 0 | 0 | 0 | 0
Site Installation Works | 0 | 0 | 0 | 0 | 2A.MTN.5.1 | 0 | 0 | 0 | 0 | 0 | 0 | 0 | 0 | 0 | 0 | 0 | 0 | 0 | 0 | 0 | 0
System Installation with Associated Documentation/Records |  |  |  |  | 2A.MTN.5.1.01
Changeover and Commissioning | 0 | 0 | 0 | 0 | 2A.MTN.5.2 | 0 | 0 | 0 | 0 | 0 | 0 | 0 | 0 | 0 | 0 | 0 | 0 | 0 | 0 | 0 | 0
Changeover Plan |  |  |  |  | 2A.MTN.5.2.01
Commissioning Plan and Procedures |  |  |  |  | 2A.MTN.5.2.02
Shutdown Readiness Inspection |  |  |  |  | 2A.MTN.5.2.03
System, Loop and Function Testing, with Associated Documentation/Records |  |  |  |  | 2A.MTN.5.2.04
System Commissioning and Associated Documentation |  |  |  |  | 2A.MTN.5.2.05
Anomaly Lists and Correction Records |  |  |  |  | 2A.MTN.5.2.06
Temporary interface between OASyS and AtmosPipe LDS | 0 | 0 | 0 | 0 | 2A.MTN.5.3 | 0 | 0 | 0 | 0 | 0 | 0 | 0 | 0 | 0 | 0 | 0 | 0 | 0 | 0 | 0 | 0
Development of an interface between OASyS and AtmosPipe LDS |  |  |  |  | 2A.MTN.5.3.01
Configuration of individual stations tags within the OPC Server |  |  |  |  | 2A.MTN.5.3.02
Commissioning and testing of the LDS interface |  |  |  |  | 2A.MTN.5.3.03
System Handover | 0 | 0 | 0 | 0 | 2A.MTN.5.4 | 0 | 0 | 0 | 0 | 0 | 0 | 0 | 0 | 0 | 0 | 0 | 0 | 0 | 0 | 0 | 0
System Data Pack, including verified as-built documentation |  |  |  |  | 2A.MTN.5.4.01
Software Backup |  |  |  |  | 2A.MTN.5.4.02
System and Equipment Configuration Procedure and Records |  |  |  |  | 2A.MTN.5.4.03
System Operating, Maintenance Procedures |  |  |  |  | 2A.MTN.5.4.04
OEM Equipment Manuals |  |  |  |  | 2A.MTN.5.4.05
Operational Readiness | 0 | 0 | 0 | 0 | 2A.MTN.6 | 0 | 0 | 0 | 0 | 0 | 0 | 0 | 0 | 0 | 0 | 0 | 0 | 0 | 0 | 0 | 0
Operations Training - Manuals | 0 | 0 | 0 | 0 | 2A.MTN.6.1 | 0 | 0 | 0 | 0 | 0 | 0 | 0 | 0 | 0 | 0 | 0 | 0 | 0 | 0 | 0 | 0
Operations manuals for each system |  |  |  |  | 2A.MTN.6.1.01
Operations train-the-trainer training course presentation media. |  |  |  |  | 2A.MTN.6.1.02
Operations Training - Courses | 0 | 0 | 0 | 0 | 2A.MTN.6.2 | 0 | 0 | 0 | 0 | 0 | 0 | 0 | 0 | 0 | 0 | 0 | 0 | 0 | 0 | 0 | 0
Provision of 1x Trainer Course on PCS/CMS/PLMS: 2 persons, 3 days. |  |  |  |  | 2A.MTN.6.2.01
Provision of PLMS Training Course for 3 x Senior Coordinating Officers: 1 day each. |  |  |  |  | 2A.MTN.6.2.02
Technical Training - Manuals | 0 | 0 | 0 | 0 | 2A.MTN.6.3 | 0 | 0 | 0 | 0 | 0 | 0 | 0 | 0 | 0 | 0 | 0 | 0 | 0 | 0 | 0 | 0
Equipment manuals for each system. |  |  |  |  | 2A.MTN.6.3.01
Standard product technical training courses. |  |  |  |  | 2A.MTN.6.3.02
Project specific application technical training courses. |  |  |  |  | 2A.MTN.6.3.03
System configuration manuals |  |  |  |  | 2A.MTN.6.3.04
Technical Training Courses - SCADA | 0 | 0 | 0 | 0 | 2A.MTN.6.4 | 0 | 0 | 0 | 0 | 0 | 0 | 0 | 0 | 0 | 0 | 0 | 0 | 0 | 0 | 0 | 0
OASyS Intermediate Course Workshop: • OASyS DNA Essentials, • Component Administration, • Display Building. (Duration 15 days) |  |  |  |  | 2A.MTN.6.4.01
OASyS Advanced Course Workshop: • Advanced Display Building, • Applications Programming, • LMS Configuration and Operation, • Reporting Services and Generation. (Duration 15 days) |  |  |  |  | 2A.MTN.6.4.02
Technical Training Courses - PLC | 0 | 0 | 0 | 0 | 2A.MTN.6.5 | 0 | 0 | 0 | 0 | 0 | 0 | 0 | 0 | 0 | 0 | 0 | 0 | 0 | 0 | 0 | 0
Schneider EcoStruxure Control Expert Programming course (10 people) |  |  |  |  | 2A.MTN.6.5.01
Technical Training Courses - Project Specific | 0 | 0 | 0 | 0 | 2A.MTN.6.6 | 0 | 0 | 0 | 0 | 0 | 0 | 0 | 0 | 0 | 0 | 0 | 0 | 0 | 0 | 0 | 0
Project specific application technical training and maintenance courses. |  |  |  |  | 2A.MTN.6.6.01
Maintenance & Support Agreement (SLA) | 0 | 0 | 0 | 0 | 2A.MTN.6.7 | 0 | 0 | 0 | 0 | 0 | 0 | 0 | 0 | 0 | 0 | 0 | 0 | 0 | 0 | 0 | 0
Maintenance & Support Agreement (SLA) |  |  |  |  | 2A.MTN.6.7.01
Hardware and Software Supply | 0 | 0 | 0 | 0 | 2A.MTN.7 | 0 | 0 | 0 | 0 | 0 | 0 | 0 | 0 | 0 | 0 | 0 | 0 | 0 | 0 | 0 | 0
Hardware | 0 | 0 | 0 | 0 | 2A.MTN.7.1 | 0 | 0 | 0 | 0 | 0 | 0 | 0 | 0 | 0 | 0 | 0 | 0 | 0 | 0 | 0 | 0
PCS Servers & Clients |  |  |  |  | 2A.MTN.7.1.01
Metering Hardware |  |  |  |  | 2A.MTN.7.1.02
Network Hardware |  |  |  |  | 2A.MTN.7.1.03
PLC Hardware |  |  |  |  | 2A.MTN.7.1.04
PCS/CMS Panel Supply |  |  |  |  | 2A.MTN.7.1.05
Commissioning and Maintenance Spares |  |  |  |  | 2A.MTN.7.1.06
Software Licensing | 0 | 0 | 0 | 0 | 2A.MTN.7.2 | 0 | 0 | 0 | 0 | 0 | 0 | 0 | 0 | 0 | 0 | 0 | 0 | 0 | 0 | 0 | 0
OASyS DNA 2018 SCADA Licensing |  |  |  |  | 2A.MTN.7.2.01
AES202x SCADA Licensing |  |  |  |  | 2A.MTN.7.2.02
OPC Bridge Licensing |  |  |  |  | 2A.MTN.7.2.03
Diagnostics Monitoring Licensing |  |  |  |  | 2A.MTN.7.2.04

## Ph1¦2 Supply - Out of date (hidden)
PH 1, PH 2 | Works Info Activity Schedule & Deliverables | EXECUTION PHASE 1, 2 SUPPLY |  | Unit Rate |  | Quantities | [19 empty] | Total Cost ZAR | Portion of Cost ZAR | Portion of Cost USD | Total Phase 1 ZAR | Staging System ZAR | Total Phase 2A ZAR | NOC ZAR | SCC ZAR | Secunda ZAR | Total Phase 2B ZAR | Alrode ZAR | Airport ZAR | Meyerton ZAR | PL2, PL3 MBV ZAR | Total Phase 2C ZAR | Langlaagte ZAR | Tarlton ZAR | Rustenburg ZAR | Total Phase 2D ZAR | Sasolburg ZAR | Klerksdorp ZAR | Total Phase 2E ZAR | Kendal ZAR | Witbank ZAR | Waltloo ZAR | PL4 MBV ZAR | Total Phase 2F ZAR | TLR IRP ZAR | Total PLMS ZAR | Comments
|  | NEC3 ECC Option A: Priced Contract with activity schedule |  | Units | Cost ZAR | TOTAL QTY | PH1 STAGE | NOC | SCC | SEC | ALR | APT | MTN | PL3, PL4 | LLA | TLR | RTR | SBG | KRP | KDL | WIR | WAO | PL4 | IRP | PLMS
|  | Total | [23 empty] | 0 | 0 | 0 | 0 | 0 | 0 | 0 | 0 | 0 | 0 | 0 | 0 | 0 | 0 | 0 | 0 | 0 | 0 | 0 | 0 | 0 | 0 | 0 | 0 | 0 | 0 | 0 | 0 | 0
|  | PCS Hardware/Computers | [23 empty] | 0 | 0 | 0 | 0 | 0 | 0 | 0 | 0 | 0 | 0 | 0 | 0 | 0 | 0 | 0 | 0 | 0 | 0 | 0 | 0 | 0 | 0 | 0 | 0 | 0 | 0 | 0 | 0 | 0
|  | Metering Hardware | [23 empty] | 0 | 0 | 0 | 0 | 0 | 0 | 0 | 0 | 0 | 0 | 0 | 0 | 0 | 0 | 0 | 0 | 0 | 0 | 0 | 0 | 0 | 0 | 0 | 0 | 0 | 0 | 0 | 0 | 0
|  | Network Hardware | [23 empty] | 0 | 0 | 0 | 0 | 0 | 0 | 0 | 0 | 0 | 0 | 0 | 0 | 0 | 0 | 0 | 0 | 0 | 0 | 0 | 0 | 0 | 0 | 0 | 0 | 0 | 0 | 0 | 0 | 0
|  | PLC Hardware | [23 empty] | 0 | 0 | 0 | 0 | 0 | 0 | 0 | 0 | 0 | 0 | 0 | 0 | 0 | 0 | 0 | 0 | 0 | 0 | 0 | 0 | 0 | 0 | 0 | 0 | 0 | 0 | 0 | 0 | 0
|  | PCS Panel Supply | [23 empty] | 0 | 0 | 0 | 0 | 0 | 0 | 0 | 0 | 0 | 0 | 0 | 0 | 0 | 0 | 0 | 0 | 0 | 0 | 0 | 0 | 0 | 0 | 0 | 0 | 0 | 0 | 0 | 0 | 0
|  | PCS Licensing (SCADA, PLC) | [23 empty] | 0 | 0 | 0 | 0 | 0 | 0 | 0 | 0 | 0 | 0 | 0 | 0 | 0 | 0 | 0 | 0 | 0 | 0 | 0 | 0 | 0 | 0 | 0 | 0 | 0 | 0 | 0 | 0 | 0
1 |  | PCS Hardware/Computers | Preferred Supplier
1.1 |  | SCADA Hardware | [23 empty] | 0 | 0 | 0 | 0 | 0 | 0 | 0 | 0 | 0 | 0 | 0 | 0 | 0 | 0 | 0 | 0 | 0 | 0 | 0 | 0 | 0 | 0 | 0 | 0 | 0 | 0 | 0 | 0 | 0
1.1.1 |  | Server (Config Type 1 - MCC) |  | ea |  | 4 | 2 | 2 | [17 empty] | 0 |  |  | 0 | 0 | 0 | 0 | 0 | 0 | 0 | 0 | 0 | 0 | 0 | 0 | 0 | 0 | 0 | 0 | 0 | 0 | 0 | 0 | 0 | 0 | 0 | 0 | 0 | 0
Minimum requirements: Enterprise Class 2U Server - 32GB RDIMM 2666 MT/s - 2 X 3.2 GHz 6134/130W 8C - 2 X 400GB SSD HDDs RAID 1 - 6 X 800GB SSD HDDs RAID 10 - Hyper-V Enabled
1.1.2 |  | Server (Config Type 2 - Metering Station) |  | ea |  | 20 |  |  |  | 2 | 2 | 2 |  |  | 2 | 2 | 2 | 2 | 2 |  | 2 | 2 |  |  |  | 0 |  |  | 0 | 0 | 0 | 0 | 0 | 0 | 0 | 0 | 0 | 0 | 0 | 0 | 0 | 0 | 0 | 0 | 0 | 0 | 0 | 0 | 0 | 0 | 0 | 0 | 0 | 0
Minimum requirements: Enterprise Class 2U Server - 32GB RDIMM 2666 MT/s - 2 X 3.2 GHz 6134/130W 8C - 2 X 400GB SSD HDDs RAID 1 - 4 X 800GB SSD HDDs RAID 10 - Hyper-V Enabled
1.1.3 |  | Server (Config Type 2 – Non-Metering Station) |  | ea |  | 3 | [6 empty] | 1 | [10 empty] | 1 |  | 0 |  |  | 0 | 0 | 0 | 0 | 0 | 0 | 0 | 0 | 0 | 0 | 0 | 0 | 0 | 0 | 0 | 0 | 0 | 0 | 0 | 0 | 0 | 0 | 0 | 0 | 0 | 0 | bar: LLA to WAO
Minimum Requirements: Enterprise Class 2U Server - 16GB RDIMM 2666 MT/s - 1 X 3.2 GHz 6134/130W 8C - 2 X 400GB SSD HDDs RAID 1 - 4 X 800GB SSD HDDs RAID 10 - Hyper-V Enabled
1.1.3 |  | Domain Controller |  | ea |  | 15 | 1 |  | 1 | 1 | 1 | 1 | 1 | [10 empty] | 1 |  | 0 |  |  | 0 | 0 | 0 | 0 | 0 | 0 | 0 | 0 | 0 | 0 | 0 | 0 | 0 | 0 | 0 | 0 | 0 | 0 | 0 | 0 | 0 | 0 | 0 | 0 | 0 | 0 | bar: LLA to WAO
Minimum requirements: - i7-7700k, 8Gb RDIMM, 2 x 512GB SSD, RAID5, 19" Rack Mount, 3 Year NBD Warranty (extended).
1.1.3 |  | Operator Workstations |  | ea |  | 30 | 4 | 1 | 2 | 2 | 2 | 2 | 1 |  | 2 | 2 | 2 | 2 | 2 | 1 | 2 | 2 |  | 1 |  | 0 |  |  | 0 | 0 | 0 | 0 | 0 | 0 | 0 | 0 | 0 | 0 | 0 | 0 | 0 | 0 | 0 | 0 | 0 | 0 | 0 | 0 | 0 | 0 | 0 | 0 | 0 | 0
Minimum requirements: - i7-7700k, 16Gb RDIMM, 512GB SSD, 19" Rack Mount, 3 Year NBD Warranty (extended).
1.1.3 |  | SAN Storage - MCC/DSS |  | ea |  | 2 |  | 2 | [17 empty] | 0 |  |  | 0 | 0 | 0 | 0 | 0 | 0 | 0 | 0 | 0 | 0 | 0 | 0 | 0 | 0 | 0 | 0 | 0 | 0 | 0 | 0 | 0 | 0 | 0 | 0 | 0 | 0
|  | Minimum requirements: - 6 X 800GB SSD HDDs RAID 10 - 1 x 800GB SSD HDD Hot Spare | Lenovo ThinkSystem DE2000H/64-7Y71A001WW
1.1.3 |  | SAN Storage - Stations |  | ea |  | 14 | 1 |  |  | 1 | 1 | 1 | 1 | [10 empty] | 1 |  | 0 |  |  | 0 | 0 | 0 | 0 | 0 | 0 | 0 | 0 | 0 | 0 | 0 | 0 | 0 | 0 | 0 | 0 | 0 | 0 | 0 | 0 | 0 | 0 | 0 | 0 | 0 | 0 | bar: LLA to WAO
|  | Minimum requirements: - 4 X 800GB SSD HDDs RAID 10 - 1 x 800GB SSD HDD Hot Spare | Lenovo ThinkSystem DE2000H/64-7Y71A001WW
1.1.3 |  | Monitors |  | ea |  | 93 | 12 | 6 | 6 | 6 | 6 | 6 | 3 |  | 6 | 6 | 6 | 6 | 6 | 3 | 6 | 6 |  | 3 |  | 0 |  |  | 0 | 0 | 0 | 0 | 0 | 0 | 0 | 0 | 0 | 0 | 0 | 0 | 0 | 0 | 0 | 0 | 0 | 0 | 0 | 0 | 0 | 0 | 0 | 0 | 0 | 0
Minimum requirements: - 27-inch-Wide QHD IPS Type-C Monitor.
1.1.3 |  | KVM Console |  | ea |  | 15 | 1 | 1 |  | 1 | 1 | 1 | 1 | [10 empty] | 1 |  | 0 |  |  | 0 | 0 | 0 | 0 | 0 | 0 | 0 | 0 | 0 | 0 | 0 | 0 | 0 | 0 | 0 | 0 | 0 | 0 | 0 | 0 | 0 | 0 | 0 | 0 | 0 | 0 | bar: LLA to WAO
Minimum requirements: - 1U 18.5INCH STANDARD CONSOLE.
1.1.3 |  | Printers |  | ea |  | 15 | 1 |  | 1 | 1 | 1 | 1 | 1 | [10 empty] | 1 |  | 0 |  |  | 0 | 0 | 0 | 0 | 0 | 0 | 0 | 0 | 0 | 0 | 0 | 0 | 0 | 0 | 0 | 0 | 0 | 0 | 0 | 0 | 0 | 0 | 0 | 0 | 0 | 0 | bar: LLA to WAO
|  | Minimum requirements: - LaserJet M454DN or equivalent. | HP LaserJet M454DN
1.1.3 |  | Active Optical Cables |  | ea |  | 81 |  | 6 | 6 | 6 | 6 | 6 | 3 |  | 6 | 6 | 6 | 6 | 6 | 3 | 6 | 6 |  | 3 |  | 0 |  |  | 0 | 0 | 0 | 0 | 0 | 0 | 0 | 0 | 0 | 0 | 0 | 0 | 0 | 0 | 0 | 0 | 0 | 0 | 0 | 0 | 0 | 0 | 0 | 0 | 0 | 0
|  | Minimum requirements: - AOC 30m length. | Rose Electronics AVP-D4AMAM
1.1.3 |  | Video Splitters |  | ea |  | 0 | [19 empty] | 0 |  |  | 0 | 0 | 0 | 0 | 0 | 0 | 0 | 0 | 0 | 0 | 0 | 0 | 0 | 0 | 0 | 0 | 0 | 0 | 0 | 0 | 0 | 0 | 0 | 0 | 0 | 0
|  | Minimum requirements: - . | Rose Electronics VSP-1x2DP/4K60
1.1.3 |  | USB Extenders |  | ea |  | 45 |  |  |  | 4 | 4 | 4 | 2 |  | 4 | 4 | 4 | 4 | 4 | 2 | 4 | 4 |  | 1 |  | 0 |  |  | 0 | 0 | 0 | 0 | 0 | 0 | 0 | 0 | 0 | 0 | 0 | 0 | 0 | 0 | 0 | 0 | 0 | 0 | 0 | 0 | 0 | 0 | 0 | 0 | 0 | 0
|  | Minimum requirements: - . | Rose Electronics CLK-4U2TPB-100M
1.1.3 |  | VGA Extenders |  | ea |  | 0 | [19 empty] | 0 |  |  | 0 | 0 | 0 | 0 | 0 | 0 | 0 | 0 | 0 | 0 | 0 | 0 | 0 | 0 | 0 | 0 | 0 | 0 | 0 | 0 | 0 | 0 | 0 | 0 | 0 | 0
|  | Minimum requirements: - . | Rose Electronics VLK-TMVURAVU
1 |  | Metering Hardware | Preferred Supplier
1.1 |  | Emerson S600+ Flow Computer Hardware | [23 empty] | 0 | 0 | 0 | 0 | 0 | 0 | 0 | 0 | 0 | 0 | 0 | 0 | 0 | 0 | 0 | 0 | 0 | 0 | 0 | 0 | 0 | 0 | 0 | 0 | 0 | 0 | 0 | 0 | 0
|  | Floboss S600+ CPU Stream (Upgraded) | Emerson | ea |  | 52 |  |  |  | 6 | 7 | 2 |  |  | 6 | 4 | 3 | 6 | 4 |  | 7 | 7 |  |  |  | 0 |  |  | 0 | 0 | 0 | 0 | 0 | 0 | 0 | 0 | 0 | 0 | 0 | 0 | 0 | 0 | 0 | 0 | 0 | 0 | 0 | 0 | 0 | 0 | 0 | 0 | 0 | 0
|  | Floboss S600+ CPU Prover (Upgraded) | Emerson | ea |  | 13 |  |  |  | 2 | 1 | 2 |  |  | 1 | 1 | 1 | 2 | 1 |  | 1 | 1 |  |  |  | 0 |  |  | 0 | 0 | 0 | 0 | 0 | 0 | 0 | 0 | 0 | 0 | 0 | 0 | 0 | 0 | 0 | 0 | 0 | 0 | 0 | 0 | 0 | 0 | 0 | 0 | 0 | 0
|  | Requirements: Changes to the Stream (P136) and Prover (P137) applications required to incorporate Network Printing, additional changes to the CPU Kernel and Binary.app firmware. New applications generated: Stream (P496) and Prover (P497), All CPU Boards had their kernel upgraded to June 2016 and binary.app 06.26b installed. | [12 empty] | RTR: Manifold Changes possibly required
1 |  | Network Hardware | Preferred Supplier
1.1 |  | Network Hardware | [23 empty] | 0 | 0 | 0 | 0 | 0 | 0 | 0 | 0 | 0 | 0 | 0 | 0 | 0 | 0 | 0 | 0 | 0 | 0 | 0 | 0 | 0 | 0 | 0 | 0 | 0 | 0 | 0 | 0 | 0
1.1.1 |  | Ethernet Switches |  | ea |  | 28 |  |  | 2 | 2 | 2 | 2 | 2 |  | 2 | 2 | 2 | 2 | 2 | 2 | 2 | 2 |  | 2 |  | 0 |  |  | 0 | 0 | 0 | 0 | 0 | 0 | 0 | 0 | 0 | 0 | 0 | 0 | 0 | 0 | 0 | 0 | 0 | 0 | 0 | 0 | 0 | 0 | 0 | 0 | 0 | 0
|  | Minimum requirements: - . | CISCO C9200-24T-4G-E
1.1.2 |  | SFP Transceiver Modules |  | ea |  | 26 |  |  |  | 2 | 2 | 2 | 2 |  | 2 | 2 | 2 | 2 | 2 | 2 | 2 | 2 |  | 2 |  | 0 |  |  | 0 | 0 | 0 | 0 | 0 | 0 | 0 | 0 | 0 | 0 | 0 | 0 | 0 | 0 | 0 | 0 | 0 | 0 | 0 | 0 | 0 | 0 | 0 | 0 | 0 | 0
|  | Minimum requirements: - . | CISCO GLC-TE
1.1.3 |  | Firewalls |  | ea |  | 0 | [19 empty] | 0 |  |  | 0 | 0 | 0 | 0 | 0 | 0 | 0 | 0 | 0 | 0 | 0 | 0 | 0 | 0 | 0 | 0 | 0 | 0 | 0 | 0 | 0 | 0 | 0 | 0 | 0 | 0
|  | Minimum requirements: - . | Fortigate NGFW HA
1 |  | PLC Hardware | Preferred Supplier
1.1 |  | PLC Hardware - Power Supply | [23 empty] | 0 | 0 | 0 | 0 | 0 | 0 | 0 | 0 | 0 | 0 | 0 | 0 | 0 | 0 | 0 | 0 | 0 | 0 | 0 | 0 | 0 | 0 | 0 | 0 | 0 | 0 | 0 | 0 | 0
1.1.1 |  | BMXCPS3500: High power AC 110/220 VAC power supply | SCHNEIDER | ea |  | 147 |  |  |  |  | 44 | 12 | 5 |  | 11 | 18 | 7 | 24 | 10 |  |  | 12 |  | 4 |  | 0 |  |  | 0 | 0 | 0 | 0 | 0 | 0 | 0 | 0 | 0 | 0 | 0 | 0 | 0 | 0 | 0 | 0 | 0 | 0 | 0 | 0 | 0 | 0 | 0 | 0 | 0 | 0
1.1.1 |  | BMXCPS3500H: High power AC 110/220 VAC power supply (Ruggedised) | SCHNEIDER | ea |  | 50 |  |  |  | 26 |  |  |  |  | KDL: 8; WIR: 16 |  |  |  | 0 |  |  | 0 | 0 | 0 | 0 | 0 | 0 | 0 | 0 | 0 | 0 | 0 | 0 | 0 | 0 | 0 | 0 | 0 | 0 | 0 | 0 | 0 | 0 | 0 | 0 | 0 | 0
1.1 |  | PLC Hardware - PLC CPU | [23 empty] | 0 | 0 | 0 | 0 | 0 | 0 | 0 | 0 | 0 | 0 | 0 | 0 | 0 | 0 | 0 | 0 | 0 | 0 | 0 | 0 | 0 | 0 | 0 | 0 | 0 | 0 | 0 | 0 | 0
1.1.1 |  | BMEXBP0800: PLC 8 slots Ethernet backplane | SCHNEIDER | ea |  | 30 |  |  |  |  | 6 | 4 | 2 |  | 2 | 4 | 2 | 4 | 2 |  |  | 2 |  | 2 |  | 0 |  |  | 0 | 0 | 0 | 0 | 0 | 0 | 0 | 0 | 0 | 0 | 0 | 0 | 0 | 0 | 0 | 0 | 0 | 0 | 0 | 0 | 0 | 0 | 0 | 0 | 0 | 0
1.1.1 |  | BMEXBP0800H: PLC 8 slots Ethernet backplane (Ruggedised) | SCHNEIDER | ea |  | 8 |  |  |  | 4 |  |  |  |  | KDL: 2; WIR: 2 |  |  |  | 0 |  |  | 0 | 0 | 0 | 0 | 0 | 0 | 0 | 0 | 0 | 0 | 0 | 0 | 0 | 0 | 0 | 0 | 0 | 0 | 0 | 0 | 0 | 0 | 0 | 0 | 0 | 0
1.1.1 |  | BMXXEM010: 5 PLC Rack protective covers | SCHNEIDER | ea |  | 144 |  |  |  | 18 | 18 | 20 | 8 |  | 8 | 16 | 10 | 8 | 6 | 10 | 8 | 8 |  | 6 |  | 0 |  |  | 0 | 0 | 0 | 0 | 0 | 0 | 0 | 0 | 0 | 0 | 0 | 0 | 0 | 0 | 0 | 0 | 0 | 0 | 0 | 0 | 0 | 0 | 0 | 0 | 0 | 0
1.1.1 |  | BMEH584040: M580 CPU redundant family 40 with remote and distributed I/O | SCHNEIDER | ea |  | 36 |  |  |  | 4 | 6 | 4 | 2 |  | 2 | 4 | 2 | 4 | 2 | 2 | 2 | 2 |  |  |  | 0 |  |  | 0 | 0 | 0 | 0 | 0 | 0 | 0 | 0 | 0 | 0 | 0 | 0 | 0 | 0 | 0 | 0 | 0 | 0 | 0 | 0 | 0 | 0 | 0 | 0 | 0 | 0
1.1.1 |  | BMXRMS004GPF: Memory card SD flash 4 Go for M580 CPU | SCHNEIDER | ea |  | 38 |  |  |  | 4 | 6 | 4 | 2 |  | 2 | 4 | 2 | 4 | 2 | 2 | 2 | 2 |  | 2 |  | 0 |  |  | 0 | 0 | 0 | 0 | 0 | 0 | 0 | 0 | 0 | 0 | 0 | 0 | 0 | 0 | 0 | 0 | 0 | 0 | 0 | 0 | 0 | 0 | 0 | 0 | 0 | 0
1.1.1 |  | 490NAC0100: M580 Redundant link RJ45 SFP | SCHNEIDER | ea |  | 0 | [19 empty] | 0 |  |  | 0 | 0 | 0 | 0 | 0 | 0 | 0 | 0 | 0 | 0 | 0 | 0 | 0 | 0 | 0 | 0 | 0 | 0 | 0 | 0 | 0 | 0 | 0 | 0 | 0 | 0
1.1.1 |  | BMENOC0321: M580 Ethernet module with IP forwarding and with 3 Ports | SCHNEIDER | ea |  | 30 |  |  |  |  | 6 | 4 | 2 |  | 2 | 4 | 2 | 4 | 2 |  |  | 2 |  | 2 |  | 0 |  |  | 0 | 0 | 0 | 0 | 0 | 0 | 0 | 0 | 0 | 0 | 0 | 0 | 0 | 0 | 0 | 0 | 0 | 0 | 0 | 0 | 0 | 0 | 0 | 0 | 0 | 0
1.1.1 |  | BMENOC0321C: M580 Ethernet module with IP forwarding and with 3 Ports (Ruggedised – Conformal Coating) | SCHNEIDER | ea |  | 8 |  |  |  | 4 |  |  |  |  | KDL: 2; WIR: 2 |  |  |  | 0 |  |  | 0 | 0 | 0 | 0 | 0 | 0 | 0 | 0 | 0 | 0 | 0 | 0 | 0 | 0 | 0 | 0 | 0 | 0 | 0 | 0 | 0 | 0 | 0 | 0 | 0 | 0
1.1.1 |  | BMXNRP0201: Ethernet RIO optical single mode repeater | SCHNEIDER | ea |  | 30 |  |  |  |  | 12 |  | 1 |  | 1 | 4 |  | 6 | 4 |  |  | 2 |  |  |  | 0 |  |  | 0 | 0 | 0 | 0 | 0 | 0 | 0 | 0 | 0 | 0 | 0 | 0 | 0 | 0 | 0 | 0 | 0 | 0 | 0 | 0 | 0 | 0 | 0 | 0 | 0 | 0
|  | BMXNRP0201C: Ethernet RIO optical single mode repeater (Ruggedised - Conformal Coating) | SCHNEIDER |  |  | 2 | [8 empty] | WIR: 2
1.1 |  | PLC Hardware - PLC Remote IO | [23 empty] | 0 | 0 | 0 | 0 | 0 | 0 | 0 | 0 | 0 | 0 | 0 | 0 | 0 | 0 | 0 | 0 | 0 | 0 | 0 | 0 | 0 | 0 | 0 | 0 | 0 | 0 | 0 | 0 | 0
1.1.1 |  | BMEXBP0800: PLC 8 slots Ethernet backplane | SCHNEIDER | ea |  | 95 |  |  |  |  | 21 | 4 | 3 |  | 9 | 14 | 5 | 14 | 7 |  |  | 9 |  | 9 |  | 0 |  |  | 0 | 0 | 0 | 0 | 0 | 0 | 0 | 0 | 0 | 0 | 0 | 0 | 0 | 0 | 0 | 0 | 0 | 0 | 0 | 0 | 0 | 0 | 0 | 0 | 0 | 0
1.1.1 |  | BMEXBP0800H: PLC 8 slots Ethernet backplane (Ruggedised) | SCHNEIDER | ea |  | 27 |  |  |  | 12 |  |  |  |  | KDL: 5; WIR: 10 |  |  |  | 0 |  |  | 0 | 0 | 0 | 0 | 0 | 0 | 0 | 0 | 0 | 0 | 0 | 0 | 0 | 0 | 0 | 0 | 0 | 0 | 0 | 0 | 0 | 0 | 0 | 0 | 0 | 0
1.1.1 |  | BMEXBP0400: PLC 4 slots Ethernet backplane | SCHNEIDER | ea |  | 29 |  |  |  |  | 17 | 4 |  |  | SBG: 6; KRP: 1; WAO: 1 |  |  |  | 0 |  |  | 0 | 0 | 0 | 0 | 0 | 0 | 0 | 0 | 0 | 0 | 0 | 0 | 0 | 0 | 0 | 0 | 0 | 0 | 0 | 0 | 0 | 0 | 0 | 0 | 0 | 0
1.1.1 |  | BMEXBP0400H: PLC 4 slots Ethernet backplane (Ruggedised) | SCHNEIDER | ea |  | 15 |  |  |  | 10 |  |  |  |  | KDL: 1; WIR: 4 |  |  |  | 0 |  |  | 0 | 0 | 0 | 0 | 0 | 0 | 0 | 0 | 0 | 0 | 0 | 0 | 0 | 0 | 0 | 0 | 0 | 0 | 0 | 0 | 0 | 0 | 0 | 0 | 0 | 0
|  | BMXXEM010: 5 Remote IO Rack protective covers |  |  |  | 91 |  |  |  | 8 | 9 | 7 | 6 |  | 5 | 6 | 7 | 14 | 2 | 3 | 9 | 4 |  | 11
1.1.1 |  | BMECRA31210: X80 Performance Ethernet Drop adapter with Ethernet backplane | SCHNEIDER | ea |  | 124 |  |  |  |  | 38 | 8 | 3 |  | 9 | 14 | 5 | 20 | 8 |  |  | 10 |  | 9 |  | 0 |  |  | 0 | 0 | 0 | 0 | 0 | 0 | 0 | 0 | 0 | 0 | 0 | 0 | 0 | 0 | 0 | 0 | 0 | 0 | 0 | 0 | 0 | 0 | 0 | 0 | 0 | 0
1.1.1 |  | BMECRA31210C: X80 Performance Ethernet Drop adapter with Ethernet backplane (Ruggedised – Conformal Coating) | SCHNEIDER | ea |  | 42 |  |  |  | 22 |  |  |  |  | KDL: 6; WIR: 14 |  |  |  | 0 |  |  | 0 | 0 | 0 | 0 | 0 | 0 | 0 | 0 | 0 | 0 | 0 | 0 | 0 | 0 | 0 | 0 | 0 | 0 | 0 | 0 | 0 | 0 | 0 | 0 | 0 | 0
1.1.1 |  | BMXNRP0201: Ethernet RIO optical single mode repeater | SCHNEIDER | ea |  | 16 |  |  |  |  | 6 |  | 1 |  | 1 | 2 |  | 3 | 2 |  |  | 1 |  |  |  | 0 |  |  | 0 | 0 | 0 | 0 | 0 | 0 | 0 | 0 | 0 | 0 | 0 | 0 | 0 | 0 | 0 | 0 | 0 | 0 | 0 | 0 | 0 | 0 | 0 | 0 | 0 | 0
|  | BMXNRP0201C: Ethernet RIO optical single mode repeater (Ruggedised - Conformal Coating) | SCHNEIDER |  |  | 4 |  |  |  | 3 | bar: LLA to WAO
1.1.1 |  | BMXDDI3202K: 32 Digital 24 VDC positive logic input channels module | SCHNEIDER | ea |  | 192 |  |  |  |  | 45 | 10 | 4 |  | 21 | 38 | 7 | 23 | 12 |  |  | 24 |  | 8 |  | 0 |  |  | 0 | 0 | 0 | 0 | 0 | 0 | 0 | 0 | 0 | 0 | 0 | 0 | 0 | 0 | 0 | 0 | 0 | 0 | 0 | 0 | 0 | 0 | 0 | 0 | 0 | 0
|  | BMXDDI3202KH: 32 Digital 24 VDC positive logic input channels module (Ruggedised) | SCHNEIDER |  |  | 55 |  |  |  | 22 |  |  |  |  | KDL: 11; WIR: 22
1.1.1 |  | BMXFCW301 (32 Ch DDI): 3m pre-equipped cable with 1 x 40 way connector | SCHNEIDER | ea |  | 247 |  |  |  | 22 | 45 | 10 | 4 |  | 21 | 38 | 7 | 23 | 12 | 11 | 22 | 24 |  | 8 |  | 0 |  |  | 0 | 0 | 0 | 0 | 0 | 0 | 0 | 0 | 0 | 0 | 0 | 0 | 0 | 0 | 0 | 0 | 0 | 0 | 0 | 0 | 0 | 0 | 0 | 0 | 0 | 0
1.1.1 |  | BMXDDI1602: 16 Digital 24 VDC positive logic input channels module | SCHNEIDER | ea |  | 68 |  |  |  |  | 25 | 2 | 1 |  | 3 | 6 | 3 | 14 | 11 |  |  | 3 |  |  |  | 0 |  |  | 0 | 0 | 0 | 0 | 0 | 0 | 0 | 0 | 0 | 0 | 0 | 0 | 0 | 0 | 0 | 0 | 0 | 0 | 0 | 0 | 0 | 0 | 0 | 0 | 0 | 0
1.1.1 |  | BMXDDI1602H: 16 Digital 24 VDC positive logic input channels module (Ruggedised) | SCHNEIDER | ea |  | 30 |  |  |  | 16 |  |  |  |  | KDL: 1; WIR: 13 |  |  |  | 0 |  |  | 0 | 0 | 0 | 0 | 0 | 0 | 0 | 0 | 0 | 0 | 0 | 0 | 0 | 0 | 0 | 0 | 0 | 0 | 0 | 0 | 0 | 0 | 0 | 0 | 0 | 0
1.1.1 |  | BMXFTW301 (16 Ch DDI): 3m pre-equipped cable with 1 x 20 way spring type connector | SCHNEIDER | ea |  | 98 |  |  |  | 16 | 25 | 2 | 1 |  | 3 | 6 | 3 | 14 | 11 | 1 | 13 | 3 |  |  |  | 0 |  |  | 0 | 0 | 0 | 0 | 0 | 0 | 0 | 0 | 0 | 0 | 0 | 0 | 0 | 0 | 0 | 0 | 0 | 0 | 0 | 0 | 0 | 0 | 0 | 0 | 0 | 0
1.1.1 |  | BMXDDO3202K: 32 Digital 24 VDC positive logic static output channels module | SCHNEIDER | ea |  | 92 |  |  |  |  | 20 | 4 | 1 |  | 10 | 17 |  | 15 | 10 |  |  | 12 |  | 3 |  | 0 |  |  | 0 | 0 | 0 | 0 | 0 | 0 | 0 | 0 | 0 | 0 | 0 | 0 | 0 | 0 | 0 | 0 | 0 | 0 | 0 | 0 | 0 | 0 | 0 | 0 | 0 | 0
|  | BMXDDO3202KC: 32 Digital 24 VDC positive logic static output channels module (Ruggedised - Conformal Coating) | SCHNEIDER |  |  | 32 |  |  |  | 15 |  |  |  |  | KDL: 7; WIR: 10
1.1.1 |  | BMXFCW301 (32 Ch DDO): 3m pre-equipped cable with 1 x 40 way connector | SCHNEIDER | ea |  | 124 |  |  |  | 15 | 20 | 4 | 1 |  | 10 | 17 |  | 15 | 10 | 7 | 10 | 12 |  | 3 |  | 0 |  |  | 0 | 0 | 0 | 0 | 0 | 0 | 0 | 0 | 0 | 0 | 0 | 0 | 0 | 0 | 0 | 0 | 0 | 0 | 0 | 0 | 0 | 0 | 0 | 0 | 0 | 0
1.1.1 |  | BMXDDO1602: 16 Digital 24 VDC positive logic static output channels module | SCHNEIDER | ea |  | 62 |  |  |  |  | 23 | 4 | 2 |  | 2 | 4 | 10 | 8 | 6 |  |  | 3 |  |  |  | 0 |  |  | 0 | 0 | 0 | 0 | 0 | 0 | 0 | 0 | 0 | 0 | 0 | 0 | 0 | 0 | 0 | 0 | 0 | 0 | 0 | 0 | 0 | 0 | 0 | 0 | 0 | 0
1.1.1 |  | BMXDDO1602H: 16 Digital 24 VDC positive logic static output channels module (Ruggedised) | SCHNEIDER | ea |  | 19 |  |  |  | 12 |  |  |  |  | KDL: 1; WIR: 6 |  |  |  | 0 |  |  | 0 | 0 | 0 | 0 | 0 | 0 | 0 | 0 | 0 | 0 | 0 | 0 | 0 | 0 | 0 | 0 | 0 | 0 | 0 | 0 | 0 | 0 | 0 | 0 | 0 | 0
1.1.1 |  | BMXFTW301 (16 Ch DDO): 3m pre-equipped cable with 1 x 20 way spring type connector | SCHNEIDER | ea |  | 81 |  |  |  | 12 | 23 | 4 | 2 |  | 2 | 4 | 10 | 8 | 6 | 1 | 6 | 3 |  |  |  | 0 |  |  | 0 | 0 | 0 | 0 | 0 | 0 | 0 | 0 | 0 | 0 | 0 | 0 | 0 | 0 | 0 | 0 | 0 | 0 | 0 | 0 | 0 | 0 | 0 | 0 | 0 | 0
1.1.1 |  | BMXAMI0810: 8 Analog voltage/current input isolated high speed channels module | SCHNEIDER | ea |  | 171 |  |  |  |  | 57 | 11 | 4 |  | 13 | 19 | 6 | 31 | 7 |  |  | 14 |  | 9 |  | 0 |  |  | 0 | 0 | 0 | 0 | 0 | 0 | 0 | 0 | 0 | 0 | 0 | 0 | 0 | 0 | 0 | 0 | 0 | 0 | 0 | 0 | 0 | 0 | 0 | 0 | 0 | 0
1.1.1 |  | BMXAMI0810H: 8 Analog voltage/current input isolated high speed channels module (Ruggedised) | SCHNEIDER | ea |  | 57 |  |  |  | 33 |  |  |  |  | KDL: 8; WIR: 16 |  |  |  | 0 |  |  | 0 | 0 | 0 | 0 | 0 | 0 | 0 | 0 | 0 | 0 | 0 | 0 | 0 | 0 | 0 | 0 | 0 | 0 | 0 | 0 | 0 | 0 | 0 | 0 | 0 | 0
1.1.1 |  | BMXFTW308S (8 Ch AI): 3m pre-equipped cable with 28 way terminal block connector | SCHNEIDER | ea |  | 228 |  |  |  | 33 | 57 | 11 | 4 |  | 13 | 19 | 6 | 31 | 7 | 8 | 16 | 14 |  | 9 |  | 0 |  |  | 0 | 0 | 0 | 0 | 0 | 0 | 0 | 0 | 0 | 0 | 0 | 0 | 0 | 0 | 0 | 0 | 0 | 0 | 0 | 0 | 0 | 0 | 0 | 0 | 0 | 0
1.1.1 |  | BMXAMO0410: 4 Analog voltage/current output isolated channels module | SCHNEIDER | ea |  | 26 |  |  |  |  | 7 | 2 | 1 |  | 3 | 2 | 1 | 4 | 1 |  |  | 2 |  | 3 |  | 0 |  |  | 0 | 0 | 0 | 0 | 0 | 0 | 0 | 0 | 0 | 0 | 0 | 0 | 0 | 0 | 0 | 0 | 0 | 0 | 0 | 0 | 0 | 0 | 0 | 0 | 0 | 0
1.1.1 |  | BMXAMO0410H: 4 Analog voltage/current output isolated channels module (Ruggedised) | SCHNEIDER | ea |  | 9 |  |  |  | 2 |  |  |  |  | KDL: 3; WIR: 4 |  |  |  | 0 |  |  | 0 | 0 | 0 | 0 | 0 | 0 | 0 | 0 | 0 | 0 | 0 | 0 | 0 | 0 | 0 | 0 | 0 | 0 | 0 | 0 | 0 | 0 | 0 | 0 | 0 | 0
1.1.1 |  | BMXFTW301S (4 Ch AO): 3m pre-equipped cable with 20 way terminal block connector | SCHNEIDER | ea |  | 35 |  |  |  | 2 | 7 | 2 | 1 |  | 3 | 2 | 1 | 4 | 1 | 3 | 4 | 2 |  | 3 |  | 0 |  |  | 0 | 0 | 0 | 0 | 0 | 0 | 0 | 0 | 0 | 0 | 0 | 0 | 0 | 0 | 0 | 0 | 0 | 0 | 0 | 0 | 0 | 0 | 0 | 0 | 0 | 0
1.1.1 |  | BMXEHC0800: High Speed Counter 8 Channels with 10kHz frequency module | SCHNEIDER | ea |  | 24 |  |  |  |  | 8 |  |  |  | 4 | 3 | 1 | 4 | 1 |  |  | 3 |  |  |  | 0 |  |  | 0 | 0 | 0 | 0 | 0 | 0 | 0 | 0 | 0 | 0 | 0 | 0 | 0 | 0 | 0 | 0 | 0 | 0 | 0 | 0 | 0 | 0 | 0 | 0 | 0 | 0
1.1.1 |  | BMXEHC0800H: High Speed Counter 8 Channels with 10kHz frequency module (Ruggedised) | SCHNEIDER | ea |  | 8 |  |  |  | 3 |  |  |  |  | KDL: 4; WIR: 1 |  |  |  | 0 |  |  | 0 | 0 | 0 | 0 | 0 | 0 | 0 | 0 | 0 | 0 | 0 | 0 | 0 | 0 | 0 | 0 | 0 | 0 | 0 | 0 | 0 | 0 | 0 | 0 | 0 | 0
1.1.1 |  | BMXFTW301S (8 Ch Counter): 3m pre-equipped cable with 20 way terminal block connector | SCHNEIDER | ea |  | 32 |  |  |  | 3 | 8 |  |  |  | 4 | 3 | 1 | 4 | 1 | 4 | 1 | 3 |  |  |  | 0 |  |  | 0 | 0 | 0 | 0 | 0 | 0 | 0 | 0 | 0 | 0 | 0 | 0 | 0 | 0 | 0 | 0 | 0 | 0 | 0 | 0 | 0 | 0 | 0 | 0 | 0 | 0
1.1.1 |  | BMXFTB2010: 20-way removable terminal block with screw clamp (16 ch, DI) | SCHNEIDER | ea |  | 0 | [19 empty] | 0 |  |  | 0 | 0 | 0 | 0 | 0 | 0 | 0 | 0 | 0 | 0 | 0 | 0 | 0 | 0 | 0 | 0 | 0 | 0 | 0 | 0 | 0 | 0 | 0 | 0 | 0 | 0
1.1 |  | PLC Hardware - Safety Rated | [23 empty] | 0 | 0 | 0 | 0 | 0 | 0 | 0 | 0 | 0 | 0 | 0 | 0 | 0 | 0 | 0 | 0 | 0 | 0 | 0 | 0 | 0 | 0 | 0 | 0 | 0 | 0 | 0 | 0 | 0
1.1.1 |  | BMXCPS4002S: High power, redundant AC 110/220 VAC power supply | SCHNEIDER | ea |  | 7 | [17 empty] | 7 |  | 0 |  |  | 0 | 0 | 0 | 0 | 0 | 0 | 0 | 0 | 0 | 0 | 0 | 0 | 0 | 0 | 0 | 0 | 0 | 0 | 0 | 0 | 0 | 0 | 0 | 0 | 0 | 0
1.1.1 |  | BMEP582040S + BMEP58CPROS3: M580 CPU redundant family 40 with remote and distributed I/O, plus Coprocessor | SCHNEIDER | ea |  | 2 | [17 empty] | 2 |  | 0 |  |  | 0 | 0 | 0 | 0 | 0 | 0 | 0 | 0 | 0 | 0 | 0 | 0 | 0 | 0 | 0 | 0 | 0 | 0 | 0 | 0 | 0 | 0 | 0 | 0 | 0 | 0
1.1.1 |  | BMXSDI1602: 16 Digital Safety 24 VDC positive logic input channels module (SIL3) | SCHNEIDER | ea |  | 6 | [17 empty] | 6 |  | 0 |  |  | 0 | 0 | 0 | 0 | 0 | 0 | 0 | 0 | 0 | 0 | 0 | 0 | 0 | 0 | 0 | 0 | 0 | 0 | 0 | 0 | 0 | 0 | 0 | 0 | 0 | 0
1.1.1 |  | BMXFTB2010 (16 Ch DI Safe): 20 way screw clamp terminal block | SCHNEIDER | ea |  | 6 | [17 empty] | 6 |  | 0 |  |  | 0 | 0 | 0 | 0 | 0 | 0 | 0 | 0 | 0 | 0 | 0 | 0 | 0 | 0 | 0 | 0 | 0 | 0 | 0 | 0 | 0 | 0 | 0 | 0 | 0 | 0
1.1.1 |  | BMXSDO0802: 8 Digital Safety 24 VDC 0.5A positive logic static output channels module (SIL3) | SCHNEIDER | ea |  | 10 | [17 empty] | 10 |  | 0 |  |  | 0 | 0 | 0 | 0 | 0 | 0 | 0 | 0 | 0 | 0 | 0 | 0 | 0 | 0 | 0 | 0 | 0 | 0 | 0 | 0 | 0 | 0 | 0 | 0 | 0 | 0
1.1.1 |  | BMXSRA0405: 4 Isolated Digital Safety 24 VDC 5A positive logic static output channels module (SIL2) | SCHNEIDER | ea |  | 0 | [19 empty] | 0 |  |  | 0 | 0 | 0 | 0 | 0 | 0 | 0 | 0 | 0 | 0 | 0 | 0 | 0 | 0 | 0 | 0 | 0 | 0 | 0 | 0 | 0 | 0 | 0 | 0 | 0 | 0
1.1.1 |  | BMXFTB2010 (8 Ch DO Safe): 20 way screw clamp terminal block | SCHNEIDER | ea |  | 10 | [17 empty] | 10 |  | 0 |  |  | 0 | 0 | 0 | 0 | 0 | 0 | 0 | 0 | 0 | 0 | 0 | 0 | 0 | 0 | 0 | 0 | 0 | 0 | 0 | 0 | 0 | 0 | 0 | 0 | 0 | 0
1.1.1 |  | BMXSAI0410: 4 Analog Safety current output isolated channels module | SCHNEIDER | ea |  | 10 | [17 empty] | 10 |  | 0 |  |  | 0 | 0 | 0 | 0 | 0 | 0 | 0 | 0 | 0 | 0 | 0 | 0 | 0 | 0 | 0 | 0 | 0 | 0 | 0 | 0 | 0 | 0 | 0 | 0 | 0 | 0
1.1.1 |  | BMXFTB2010 (4 Ch AI Safe): 20 way screw clamp terminal block | SCHNEIDER | ea |  | 10 | [17 empty] | 10 |  | 0 |  |  | 0 | 0 | 0 | 0 | 0 | 0 | 0 | 0 | 0 | 0 | 0 | 0 | 0 | 0 | 0 | 0 | 0 | 0 | 0 | 0 | 0 | 0 | 0 | 0 | 0 | 0
1.1 |  | Instrument Safety Isolators/Barriers | [23 empty] | 0 | 0 | 0 | 0 | 0 | 0 | 0 | 0 | 0 | 0 | 0 | 0 | 0 | 0 | 0 | 0 | 0 | 0 | 0 | 0 | 0 | 0 | 0 | 0 | 0 | 0 | 0 | 0 | 0
1.1.1 |  | HiD2844: DIN Switch Amplifier - 4 Channel Isolator | P&F | ea |  | 0 | [19 empty] | 0 |  |  | 0 | 0 | 0 | 0 | 0 | 0 | 0 | 0 | 0 | 0 | 0 | 0 | 0 | 0 | 0 | 0 | 0 | 0 | 0 | 0 | 0 | 0 | 0 | 0 | 0 | 0
1.1.1 |  | HiD2022: AIN Smart Transmitter Power Supply - 2 channel isolated barrier | P&F | ea |  | 0 | [19 empty] | 0 |  |  | 0 | 0 | 0 | 0 | 0 | 0 | 0 | 0 | 0 | 0 | 0 | 0 | 0 | 0 | 0 | 0 | 0 | 0 | 0 | 0 | 0 | 0 | 0 | 0 | 0 | 0
1.1.1 |  | µZ779: Zener barrier 2-channel (Mainline Pump Vibration) | P&F | ea |  | 0 | [19 empty] | 0 |  |  | 0 | 0 | 0 | 0 | 0 | 0 | 0 | 0 | 0 | 0 | 0 | 0 | 0 | 0 | 0 | 0 | 0 | 0 | 0 | 0 | 0 | 0 | 0 | 0 | 0 | 0
1.1.1 |  | Z-961: Zener barrier 2-channel (Metering Temperatures) | P&F | ea |  | 0 | [19 empty] | 0 |  |  | 0 | 0 | 0 | 0 | 0 | 0 | 0 | 0 | 0 | 0 | 0 | 0 | 0 | 0 | 0 | 0 | 0 | 0 | 0 | 0 | 0 | 0 | 0 | 0 | 0 | 0
1.1.1 |  | HiDTB08-SCT-99C-SC-RA: Termination Board for 8 channels | P&F | ea |  | 0 | [19 empty] | 0 |  |  | 0 | 0 | 0 | 0 | 0 | 0 | 0 | 0 | 0 | 0 | 0 | 0 | 0 | 0 | 0 | 0 | 0 | 0 | 0 | 0 | 0 | 0 | 0 | 0 | 0 | 0
1.1.1 |  | HID2000: Place Holder barrier | P&F | ea |  | 0 | [19 empty] | 0 |  |  | 0 | 0 | 0 | 0 | 0 | 0 | 0 | 0 | 0 | 0 | 0 | 0 | 0 | 0 | 0 | 0 | 0 | 0 | 0 | 0 | 0 | 0 | 0 | 0 | 0 | 0
1.1.1 |  | KFD2-CRG2-Ex1.D: Trip Amplifier (SIL 1) | P&F | ea |  | 0 | [19 empty] | 0 |  |  | 0 | 0 | 0 | 0 | 0 | 0 | 0 | 0 | 0 | 0 | 0 | 0 | 0 | 0 | 0 | 0 | 0 | 0 | 0 | 0 | 0 | 0 | 0 | 0 | 0 | 0
1.1 |  | Miscellaneous Materials | [23 empty] | 0 | 0 | 0 | 0 | 0 | 0 | 0 | 0 | 0 | 0 | 0 | 0 | 0 | 0 | 0 | 0 | 0 | 0 | 0 | 0 | 0 | 0 | 0 | 0 | 0 | 0 | 0 | 0 | 0
|  | NSYLAMT5LD1VDC: Panel Mount LED Lamps – 24VDC - 5W | Ellen Electrical NSYLAMT5LD1VDC | ea |  | 0 | [19 empty] | 0 |  |  | 0 | 0 | 0 | 0 | 0 | 0 | 0 | 0 | 0 | 0 | 0 | 0 | 0 | 0 | 0 | 0 | 0 | 0 | 0 | 0 | 0 | 0 | 0 | 0 | 0 | 0
|  | Feed-through terminal, Screw connection, 2.5 mm², 800 V, 24 A, dark beige (Cross-patching) | Weidmuller | ea |  | 0 | [19 empty] | 0 |  |  | 0 | 0 | 0 | 0 | 0 | 0 | 0 | 0 | 0 | 0 | 0 | 0 | 0 | 0 | 0 | 0 | 0 | 0 | 0 | 0 | 0 | 0 | 0 | 0 | 0 | 0
|  | WP04, Component terminal, rated cross-section: 4 mm², screw connection, beige (Valves) | Weidmuller | ea |  | 0 | [19 empty] | 0 |  |  | 0 | 0 | 0 | 0 | 0 | 0 | 0 | 0 | 0 | 0 | 0 | 0 | 0 | 0 | 0 | 0 | 0 | 0 | 0 | 0 | 0 | 0 | 0 | 0 | 0 | 0
|  | WPO 4 BL, Component, terminal rated crosssection: 4 mm², screw connection, blue (IS Instrumentation) | Weidmuller | ea |  | 0 | [19 empty] | 0 |  |  | 0 | 0 | 0 | 0 | 0 | 0 | 0 | 0 | 0 | 0 | 0 | 0 | 0 | 0 | 0 | 0 | 0 | 0 | 0 | 0 | 0 | 0 | 0 | 0 | 0 | 0
|  | TERMSERIES, Relays, No. of contacts: 1 CO contact AgNi, Rated control voltage: 24 V DC ±20 %, Continuous current: 16 A, Screw connection (Interposing Relays) | Weidmuller | ea |  | 0 | [19 empty] | 0 |  |  | 0 | 0 | 0 | 0 | 0 | 0 | 0 | 0 | 0 | 0 | 0 | 0 | 0 | 0 | 0 | 0 | 0 | 0 | 0 | 0 | 0 | 0 | 0 | 0 | 0 | 0
|  | Transorb: TVS Diode, Peak pulse power: 1500 W (10/1000 μs), Breakdown voltage range: From 6.8 V to 440 V | Communica | ea |  | 0 | [19 empty] | 0 |  |  | 0 | 0 | 0 | 0 | 0 | 0 | 0 | 0 | 0 | 0 | 0 | 0 | 0 | 0 | 0 | 0 | 0 | 0 | 0 | 0 | 0 | 0 | 0 | 0 | 0 | 0
|  | Label Holders: SCHT, Terminal marker, 44.5 x 9.5 mm, Pitch in mm (P): 5.00 beige | Weidmuller | ea |  | 0 | [19 empty] | 0 |  |  | 0 | 0 | 0 | 0 | 0 | 0 | 0 | 0 | 0 | 0 | 0 | 0 | 0 | 0 | 0 | 0 | 0 | 0 | 0 | 0 | 0 | 0 | 0 | 0 | 0 | 0
1 |  | PCS Panel Supply | Preferred Supplier
1.1 |  | Panel Supply | [23 empty] | 0 | 0 | 0 | 0 | 0 | 0 | 0 | 0 | 0 | 0 | 0 | 0 | 0 | 0 | 0 | 0 | 0 | 0 | 0 | 0 | 0 | 0 | 0 | 0 | 0 | 0 | 0 | 0 | 0
|  | PLC Panel Supply |  |  |  | 1 | 1 | [18 empty] | 0 |  |  | 0 | 0 | 0 | 0 | 0 | 0 | 0 | 0 | 0 | 0 | 0 | 0 | 0 | 0 | 0 | 0 | 0 | 0 | 0 | 0 | 0 | 0 | 0 | 0 | 0 | 0
|  | Remote PLC Panel Supply |  |  |  | 0 | [19 empty] | 0 |  |  | 0 | 0 | 0 | 0 | 0 | 0 | 0 | 0 | 0 | 0 | 0 | 0 | 0 | 0 | 0 | 0 | 0 | 0 | 0 | 0 | 0 | 0 | 0 | 0 | 0 | 0
|  | Metering Panel Supply |  |  |  | 3 | 1 |  |  |  |  | 1 | [13 empty] | 0 |  |  | 0 | 0 | 0 | 0 | 0 | 0 | 0 | 0 | 0 | 0 | 0 | 0 | 0 | 0 | 0 | 0 | 0 | 0 | 0 | 0 | 0 | 0 | 0 | 0 | 0 | 0 | bar: LLA to WAO
|  | Server Panel Supply |  |  |  | 14 | 1 |  |  | 1 | 1 | 1 | 1 |  | 1 | 2 | 1 | 1 | 1 | 1 | 1 | 1 |  |  |  | 0 |  |  | 0 | 0 | 0 | 0 | 0 | 0 | 0 | 0 | 0 | 0 | 0 | 0 | 0 | 0 | 0 | 0 | 0 | 0 | 0 | 0 | 0 | 0 | 0 | 0 | 0 | 0
|  | Electrical LV ET Tier Supply |  |  |  | 0 | [19 empty] | 0 |  |  | 0 | 0 | 0 | 0 | 0 | 0 | 0 | 0 | 0 | 0 | 0 | 0 | 0 | 0 | 0 | 0 | 0 | 0 | 0 | 0 | 0 | 0 | 0 | 0 | 0 | 0
|  | Electrical MV ET Panel Supply |  |  |  | 0 | [19 empty] | 0 |  |  | 0 | 0 | 0 | 0 | 0 | 0 | 0 | 0 | 0 | 0 | 0 | 0 | 0 | 0 | 0 | 0 | 0 | 0 | 0 | 0 | 0 | 0 | 0 | 0 | 0 | 0
1 |  | PCS Licensing (SCADA, PLC) | Preferred Supplier
1.1 |  | NOC-MCC (OASyS SCADA - Enterprise Edition) | [23 empty] | 0 | 0 | 0 | 0 | 0 | 0 | 0 | 0 | 0 | 0 | 0 | 0 | 0 | 0 | 0 | 0 | 0 | 0 | 0 | 0 | 0 | 0 | 0 | 0 | 0 | 0 | 0 | 0 | 0
1.1.1 |  | Realtime Services – Hot | AVEVA | ea |  | 0 | [19 empty] | 0 |  |  | 0 | 0 | 0 | 0 | 0 | 0 | 0 | 0 | 0 | 0 | 0 | 0 | 0 | 0 | 0 | 0 | 0 | 0 | 0 | 0 | 0 | 0 | 0 | 0 | 0 | 0
1.1.1 |  | Realtime Services – Standby | AVEVA | ea |  | 0 | [19 empty] | 0 |  |  | 0 | 0 | 0 | 0 | 0 | 0 | 0 | 0 | 0 | 0 | 0 | 0 | 0 | 0 | 0 | 0 | 0 | 0 | 0 | 0 | 0 | 0 | 0 | 0 | 0 | 0
1.1.1 |  | Historical App Services – Hot | AVEVA | ea |  | 0 | [19 empty] | 0 |  |  | 0 | 0 | 0 | 0 | 0 | 0 | 0 | 0 | 0 | 0 | 0 | 0 | 0 | 0 | 0 | 0 | 0 | 0 | 0 | 0 | 0 | 0 | 0 | 0 | 0 | 0
1.1.1 |  | Historical App Services – Standby | AVEVA | ea |  | 0 | [19 empty] | 0 |  |  | 0 | 0 | 0 | 0 | 0 | 0 | 0 | 0 | 0 | 0 | 0 | 0 | 0 | 0 | 0 | 0 | 0 | 0 | 0 | 0 | 0 | 0 | 0 | 0 | 0 | 0
1.1.1 |  | Smart Client Applications – ezXOS – Runtime (Named Client License) | AVEVA | ea |  | 0 | [19 empty] | 0 |  |  | 0 | 0 | 0 | 0 | 0 | 0 | 0 | 0 | 0 | 0 | 0 | 0 | 0 | 0 | 0 | 0 | 0 | 0 | 0 | 0 | 0 | 0 | 0 | 0 | 0 | 0
1.1.1 |  | Development Server (Hot) | AVEVA | ea |  | 0 | [19 empty] | 0 |  |  | 0 | 0 | 0 | 0 | 0 | 0 | 0 | 0 | 0 | 0 | 0 | 0 | 0 | 0 | 0 | 0 | 0 | 0 | 0 | 0 | 0 | 0 | 0 | 0 | 0 | 0
1.1.1 |  | OASyS Enterprise OPC Server | AVEVA | ea |  | 0 | [19 empty] | 0 |  |  | 0 | 0 | 0 | 0 | 0 | 0 | 0 | 0 | 0 | 0 | 0 | 0 | 0 | 0 | 0 | 0 | 0 | 0 | 0 | 0 | 0 | 0 | 0 | 0 | 0 | 0
1.1.1 |  | Smart Client Applications – exXOS (Concurrent Client Access License) - Control | AVEVA | ea |  | 0 | [19 empty] | 0 |  |  | 0 | 0 | 0 | 0 | 0 | 0 | 0 | 0 | 0 | 0 | 0 | 0 | 0 | 0 | 0 | 0 | 0 | 0 | 0 | 0 | 0 | 0 | 0 | 0 | 0 | 0
1.1.1 |  | Historical Database Server | AVEVA | ea |  | 0 | [19 empty] | 0 |  |  | 0 | 0 | 0 | 0 | 0 | 0 | 0 | 0 | 0 | 0 | 0 | 0 | 0 | 0 | 0 | 0 | 0 | 0 | 0 | 0 | 0 | 0 | 0 | 0 | 0 | 0
1.1.1 |  | Support Server | AVEVA | ea |  | 0 | [19 empty] | 0 |  |  | 0 | 0 | 0 | 0 | 0 | 0 | 0 | 0 | 0 | 0 | 0 | 0 | 0 | 0 | 0 | 0 | 0 | 0 | 0 | 0 | 0 | 0 | 0 | 0 | 0 | 0
1.1.1 |  | Smart Client Applications – eXtended Editor (XE) | AVEVA | ea |  | 0 | [19 empty] | 0 |  |  | 0 | 0 | 0 | 0 | 0 | 0 | 0 | 0 | 0 | 0 | 0 | 0 | 0 | 0 | 0 | 0 | 0 | 0 | 0 | 0 | 0 | 0 | 0 | 0 | 0 | 0
1.1.1 |  | Protocol - xModbus – Real-time | AVEVA | ea |  | 0 | [19 empty] | 0 |  |  | 0 | 0 | 0 | 0 | 0 | 0 | 0 | 0 | 0 | 0 | 0 | 0 | 0 | 0 | 0 | 0 | 0 | 0 | 0 | 0 | 0 | 0 | 0 | 0 | 0 | 0
1.1.1 |  | Engineering Station | AVEVA | ea |  | 0 | [19 empty] | 0 |  |  | 0 | 0 | 0 | 0 | 0 | 0 | 0 | 0 | 0 | 0 | 0 | 0 | 0 | 0 | 0 | 0 | 0 | 0 | 0 | 0 | 0 | 0 | 0 | 0 | 0 | 0
1.1.1 |  | OASyS Reporting Services | AVEVA | ea |  | 0 | [19 empty] | 0 |  |  | 0 | 0 | 0 | 0 | 0 | 0 | 0 | 0 | 0 | 0 | 0 | 0 | 0 | 0 | 0 | 0 | 0 | 0 | 0 | 0 | 0 | 0 | 0 | 0 | 0 | 0
1.1 |  | NOC-DSS (OASyS SCADA - Enterprise Edition) | [23 empty] | 0 | 0 | 0 | 0 | 0 | 0 | 0 | 0 | 0 | 0 | 0 | 0 | 0 | 0 | 0 | 0 | 0 | 0 | 0 | 0 | 0 | 0 | 0 | 0 | 0 | 0 | 0 | 0 | 0
1.1.1 |  | Station OASyS - Administrator | AVEVA | ea |  | 0 | [19 empty] | 0 |  |  | 0 | 0 | 0 | 0 | 0 | 0 | 0 | 0 | 0 | 0 | 0 | 0 | 0 | 0 | 0 | 0 | 0 | 0 | 0 | 0 | 0 | 0 | 0 | 0 | 0 | 0
1.1.1 |  | Pipeline Operations – Liquids – Decision Support Environment | AVEVA | ea |  | 0 | [19 empty] | 0 |  |  | 0 | 0 | 0 | 0 | 0 | 0 | 0 | 0 | 0 | 0 | 0 | 0 | 0 | 0 | 0 | 0 | 0 | 0 | 0 | 0 | 0 | 0 | 0 | 0 | 0 | 0
1.1 |  | STATION (OASyS SCADA - Enterprise Edition) | [23 empty] | 0 | 0 | 0 | 0 | 0 | 0 | 0 | 0 | 0 | 0 | 0 | 0 | 0 | 0 | 0 | 0 | 0 | 0 | 0 | 0 | 0 | 0 | 0 | 0 | 0 | 0 | 0 | 0 | 0
1.1.1 |  | Station OASyS – Hot | AVEVA | ea |  | 0 | [19 empty] | 0 |  |  | 0 | 0 | 0 | 0 | 0 | 0 | 0 | 0 | 0 | 0 | 0 | 0 | 0 | 0 | 0 | 0 | 0 | 0 | 0 | 0 | 0 | 0 | 0 | 0 | 0 | 0
1.1.1 |  | Station OASyS – Standby | AVEVA | ea |  | 0 | [19 empty] | 0 |  |  | 0 | 0 | 0 | 0 | 0 | 0 | 0 | 0 | 0 | 0 | 0 | 0 | 0 | 0 | 0 | 0 | 0 | 0 | 0 | 0 | 0 | 0 | 0 | 0 | 0 | 0
1.1.1 |  | Smart Client Applications – eXtended Editor (XE) | AVEVA | ea |  | 0 | [19 empty] | 0 |  |  | 0 | 0 | 0 | 0 | 0 | 0 | 0 | 0 | 0 | 0 | 0 | 0 | 0 | 0 | 0 | 0 | 0 | 0 | 0 | 0 | 0 | 0 | 0 | 0 | 0 | 0
1.1.1 |  | Smart Client Applications – ezXOS – Runtime (Named Client License) | AVEVA | ea |  | 0 | [19 empty] | 0 |  |  | 0 | 0 | 0 | 0 | 0 | 0 | 0 | 0 | 0 | 0 | 0 | 0 | 0 | 0 | 0 | 0 | 0 | 0 | 0 | 0 | 0 | 0 | 0 | 0 | 0 | 0
1.1.1 |  | OASyS Reporting Services | AVEVA | ea |  | 0 | [19 empty] | 0 |  |  | 0 | 0 | 0 | 0 | 0 | 0 | 0 | 0 | 0 | 0 | 0 | 0 | 0 | 0 | 0 | 0 | 0 | 0 | 0 | 0 | 0 | 0 | 0 | 0 | 0 | 0
1.1 |  | HMI TRAINER (OASyS SCADA - Enterprise Edition) | [23 empty] | 0 | 0 | 0 | 0 | 0 | 0 | 0 | 0 | 0 | 0 | 0 | 0 | 0 | 0 | 0 | 0 | 0 | 0 | 0 | 0 | 0 | 0 | 0 | 0 | 0 | 0 | 0 | 0 | 0
1.1.1 |  | Station OASyS - Administrator | AVEVA | ea |  | 0 | [19 empty] | 0 |  |  | 0 | 0 | 0 | 0 | 0 | 0 | 0 | 0 | 0 | 0 | 0 | 0 | 0 | 0 | 0 | 0 | 0 | 0 | 0 | 0 | 0 | 0 | 0 | 0 | 0 | 0
1.1.1 |  | Engineering Station | AVEVA | ea |  | 0 | [19 empty] | 0 |  |  | 0 | 0 | 0 | 0 | 0 | 0 | 0 | 0 | 0 | 0 | 0 | 0 | 0 | 0 | 0 | 0 | 0 | 0 | 0 | 0 | 0 | 0 | 0 | 0 | 0 | 0
1.1.1 |  | Smart Client Applications – ezXOS – Runtime (Named Client License) | AVEVA | ea |  | 0 | [19 empty] | 0 |  |  | 0 | 0 | 0 | 0 | 0 | 0 | 0 | 0 | 0 | 0 | 0 | 0 | 0 | 0 | 0 | 0 | 0 | 0 | 0 | 0 | 0 | 0 | 0 | 0 | 0 | 0
1.1.1 |  | Smart Client Applications – eXtended Editor (XE) | AVEVA | ea |  | 0 | [19 empty] | 0 |  |  | 0 | 0 | 0 | 0 | 0 | 0 | 0 | 0 | 0 | 0 | 0 | 0 | 0 | 0 | 0 | 0 | 0 | 0 | 0 | 0 | 0 | 0 | 0 | 0 | 0 | 0
1.1.1 |  | OASyS Reporting Services | AVEVA | ea |  | 0 | [19 empty] | 0 |  |  | 0 | 0 | 0 | 0 | 0 | 0 | 0 | 0 | 0 | 0 | 0 | 0 | 0 | 0 | 0 | 0 | 0 | 0 | 0 | 0 | 0 | 0 | 0 | 0 | 0 | 0
1.1.1 |  | Historical Database Server | AVEVA | ea |  | 0 | [19 empty] | 0 |  |  | 0 | 0 | 0 | 0 | 0 | 0 | 0 | 0 | 0 | 0 | 0 | 0 | 0 | 0 | 0 | 0 | 0 | 0 | 0 | 0 | 0 | 0 | 0 | 0 | 0 | 0
1.1 |  | CUSTODY METERING (OASyS SCADA - Enterprise Edition) | [23 empty] | 0 | 0 | 0 | 0 | 0 | 0 | 0 | 0 | 0 | 0 | 0 | 0 | 0 | 0 | 0 | 0 | 0 | 0 | 0 | 0 | 0 | 0 | 0 | 0 | 0 | 0 | 0 | 0 | 0
1.1.1 |  | Pipeline Operations - Liquids – Flow Computer Management (FCM) | AVEVA | ea |  | 0 | [19 empty] | 0 |  |  | 0 | 0 | 0 | 0 | 0 | 0 | 0 | 0 | 0 | 0 | 0 | 0 | 0 | 0 | 0 | 0 | 0 | 0 | 0 | 0 | 0 | 0 | 0 | 0 | 0 | 0
1.1.1 |  | Pipeline Operations - Liquids – BTM connector to Flow Computer Management | AVEVA | ea |  | 0 | [19 empty] | 0 |  |  | 0 | 0 | 0 | 0 | 0 | 0 | 0 | 0 | 0 | 0 | 0 | 0 | 0 | 0 | 0 | 0 | 0 | 0 | 0 | 0 | 0 | 0 | 0 | 0 | 0 | 0
1.1.1 |  | Pipeline Operations - Liquids – Tank Management Application | AVEVA | ea |  | 0 | [19 empty] | 0 |  |  | 0 | 0 | 0 | 0 | 0 | 0 | 0 | 0 | 0 | 0 | 0 | 0 | 0 | 0 | 0 | 0 | 0 | 0 | 0 | 0 | 0 | 0 | 0 | 0 | 0 | 0
1.1 |  | PIPELINE MONITORING | [23 empty] | 0 | 0 | 0 | 0 | 0 | 0 | 0 | 0 | 0 | 0 | 0 | 0 | 0 | 0 | 0 | 0 | 0 | 0 | 0 | 0 | 0 | 0 | 0 | 0 | 0 | 0 | 0 | 0 | 0
1.1.1 |  | Pipeline Operations – Liquids – Advanced Model Application | AVEVA | ea |  | 0 | [19 empty] | 0 |  |  | 0 | 0 | 0 | 0 | 0 | 0 | 0 | 0 | 0 | 0 | 0 | 0 | 0 | 0 | 0 | 0 | 0 | 0 | 0 | 0 | 0 | 0 | 0 | 0 | 0 | 0
1.1.1 |  | Pipeline Operations – Liquids – Standby Environment | AVEVA | ea |  | 0 | [19 empty] | 0 |  |  | 0 | 0 | 0 | 0 | 0 | 0 | 0 | 0 | 0 | 0 | 0 | 0 | 0 | 0 | 0 | 0 | 0 | 0 | 0 | 0 | 0 | 0 | 0 | 0 | 0 | 0
1.1.1 |  | Pipeline Operations – Liquids – Console Adder | AVEVA | ea |  | 0 | [19 empty] | 0 |  |  | 0 | 0 | 0 | 0 | 0 | 0 | 0 | 0 | 0 | 0 | 0 | 0 | 0 | 0 | 0 | 0 | 0 | 0 | 0 | 0 | 0 | 0 | 0 | 0 | 0 | 0
1.1.1 |  | Pipeline Operations – Liquids – Development Station Environment | AVEVA | ea |  | 0 | [19 empty] | 0 |  |  | 0 | 0 | 0 | 0 | 0 | 0 | 0 | 0 | 0 | 0 | 0 | 0 | 0 | 0 | 0 | 0 | 0 | 0 | 0 | 0 | 0 | 0 | 0 | 0 | 0 | 0
1.1 |  | PLC Licenses | [23 empty] | 0 | 0 | 0 | 0 | 0 | 0 | 0 | 0 | 0 | 0 | 0 | 0 | 0 | 0 | 0 | 0 | 0 | 0 | 0 | 0 | 0 | 0 | 0 | 0 | 0 | 0 | 0 | 0 | 0
|  | Control Expert XL Entity Licence | SCHNEIDER CEXSPUCZXEPMZZ | ea |  | 0 | [19 empty] | 0 |  |  | 0 | 0 | 0 | 0 | 0 | 0 | 0 | 0 | 0 | 0 | 0 | 0 | 0 | 0 | 0 | 0 | 0 | 0 | 0 | 0 | 0 | 0 | 0 | 0 | 0 | 0